## Cover
Victoria to NSW Interconnector West (VNI West) market modelling outcomes for additional options
Offshore wind with alternative Base Case sensitivity (Step Change scenario)
Transgrid | 5 April 2023

## Release notice
Notice
Ernst & Young (“EY”) was engaged on the instructions of NSW Electricity Networks Operations Pty Limited, as trustee for NSW Electricity Networks Operations Trust (“Transgrid”), to undertake market modelling of system costs and benefits to assess seven options for the Victoria to NSW Interconnector West (VNI West) Regulatory Investment Test for Transmission (“VNI West RIT-T”). The results of EY’s work, including the assumptions and qualifications made in preparing the workbook (“Workbook”), are set out in EY's report (“Report”) dated 22 February 2023 . The Workbook and the Report should be read in conjunction with each other and in their entirety including any disclaimers and attachments, this notice and the notice included in the Report. A reference to the Workbook includes any part of the Workbook. No further work has been undertaken by EY since the date of the Workbook to update it. EY has prepared the Workbook for the benefit of Transgrid and has considered only the interest of Transgrid. EY has not been engaged to act, and has not acted, as advisor to any other party. Accordingly, EY makes no representations as to the appropriateness, accuracy or completeness of the Workbook for any other party's purposes. Our work commenced on 22 September 2022 1 and was completed on 15 February 2023 . Therefore, our Workbook does not take account of events or circumstances arising after 15 February 2023 and we have no responsibility to update the Workbook for such events or circumstances. No reliance may be placed upon the Workbook or any of its contents by any party other than Transgrid (“Third Parties”). Any Third Parties receiving a copy of the Workbook must make and rely on their own enquiries in relation to the issues to which the Workbook relates, the contents of the Workbook and all matters arising from or relating to or in any way connected with the Workbook or its contents. EY disclaims all responsibility to any Third Parties for any loss or liability that the Third Parties may suffer or incur arising from or relating to or in any way connected with the contents of the Workbook, the provision of the Workbook to the Third Parties or the reliance upon the Workbook by the Third Parties. No claim or demand or any actions or proceedings may be brought against EY arising from or connected with the contents of the Workbook or the provision of the Workbook to the Third Parties. EY will be released and forever discharged from any such claims, demands, actions or proceedings. Our Workbook is based, in part, on the information provided to us by Transgrid and other stakeholders engaged in this process. We have relied on the accuracy of the information gathered through these sources. We do not imply, and it should not be construed that we have performed an audit, verification or due diligence procedures on any of the information provided to us. We have not independently verified, nor accept any responsibility or liability for independently verifying, any such information nor do we make any representation as to the accuracy or completeness of the information. We accept no liability for any loss or damage, which may result from your reliance on any research, analyses or information so supplied. Modelling work performed as part of our scope inherently requires assumptions about future behaviours and market interactions, which may result in forecasts that deviate from future conditions. There will usually be differences between estimated and actual outcomes, because events and circumstances frequently do not occur as expected, and those differences may be material. We take no responsibility that the projected outcomes will be achieved. We highlight that our analysis and Workbook do not constitute investment advice or a recommendation to you on a future course of action. We provide no assurance that the scenarios we have modelled will be accepted by any relevant authority or third party. EY has consented to the Workbook being published electronically on Transgrid’s website for informational purposes only. EY has not consented to distribution or disclosure beyond this. The material contained in the Workbook, including the EY logo, is copyright. The copyright in the material contained in the Workbook itself, excluding EY logo, vests in Transgrid. The Workbook, including the EY logo, cannot be altered without prior written permission from EY. Readers are advised that the outcomes provided are based on many detailed assumptions underpinning the scenario, and the key assumptions are described in the Workbook. These assumptions were selected by Transgrid after public consultation. The modelled scenario represents one possible future option for the development and operation of the National Electricity Market, and it must be acknowledged that many alternative futures exist. Alternative futures beyond those presented have not been evaluated as part of this Workbook. EY’s liability is limited by a scheme approved under Professional Standards Legislation.

## Version notes
Change log
2023-02-22 | 1 | Victoria to NSW Interconnector West (VNI West) market modelling outcomes for additional options - Offshore wind with alternative Base Case sensitivity (Step Change scenario)
2023-04-05 | 2 | Updated REZ generation and capacity results to show results for 2048-49 and 2049-50
Fixed error in REZ generation and capacity results presentation where offshore wind was being double counted in the onshore wind results

## Abbreviations and notes
Acronyms
AEMO | Australian Energy Market Operator
CCGT | Closed cycle gas turbine
Diesel | Diesel generator
Distributed PV | PV non-scheduled generators (PVNSG) and Rooftop PV
DSP | Demand-side participation
ESOO | Electricity Statement Of Opportunities
FOM | Fixed operations and maintenance
Gas - Steam | Gas-powered steam turbine
GWh | Gigawatt-hours
Grid Battery | Explicitly modelled existing and new entrant (8 hour or less) battery storage
MW | Megawatts
NEM | National Electricity Market
OCGT | Open cycle gas turbine
PACR | Project Assessment Conclusions Report
PV | Photovoltaic
PVNSG | PV non-scheduled generators
Rehab | Rehabilitation (after closing an existing generator)
REZ | Renewable energy zone
USE | Unserved energy
VOM | Variable operations and maintenance
VPP | Virtual power plants
Notes
1. Tumut 3 generation is included in Hydro, whereas Tumut 3 pump is included in Pumped Hydro Pump.
2. REZ expansion costs only capture intra-regional network augmentations. These costs do not include the cost of interconnectors.
3. Entry of new capacity and retirement of generator capacity where allowed occurs at the beginning of each financial year, on 1 July.
4. Other non-scheduled generation is handled on the demand side as per AEMO's 2021 ESOO.

## ---Compare options---
Compare |  | Option 5 | to | BaseCase |  | 0 | 1 | 2 | 3 | 4 | 5 | 6 | 7 | 8 | 9 | 10 | 11 | 12 | 13 | 14 | 15 | 16 | 17 | 18 | 19 | 20 | 21 | 22 | 23 | 24 | 25 | 26
NEM discounted market benefits by year
Select region | NEM
[5 empty] | Real June 2021 dollars ($m) discounted to 1 July 2021 | 2023-24 | 2024-25 | 2025-26 | 2026-27 | 2027-28 | 2028-29 | 2029-30 | 2030-31 | 2031-32 | 2032-33 | 2033-34 | 2034-35 | 2035-36 | 2036-37 | 2037-38 | 2038-39 | 2039-40 | 2040-41 | 2041-42 | 2042-43 | 2043-44 | 2044-45 | 2045-46 | 2046-47 | 2047-48 | 2048-49 | 2049-50
|  |  |  | Build | CAPEX | 0 | 8.8888 | 17.3688 | 40.2868 | 87.0031 | 144.6751 | 228.6572 | 375.563 | 493.0793 | 548.0964 | 631.9655 | 690.4204 | 776.7531 | 867.6273 | 945.1649 | 1022.7442 | 1121.3726 | 1255.177 | 1373.8634 | 1518.6433 | 1648.3047 | 1762.9272 | 1886.6413 | 2021.5349 | 2153.5171 | 2269.7938 | 2404.2299
|  |  |  | FOM | FOM | 0 | 1.4223 | 2.5808 | 5.9837 | 13.0051 | 21.9856 | 33.9795 | 56.9512 | 75.9284 | 85.3155 | 101.5587 | 116.3814 | 134.0569 | 152.6181 | 169.7933 | 186.9194 | 208.933 | 235.9112 | 253.2151 | 273.0641 | 290.7014 | 305.7793 | 321.8726 | 341.252 | 360.64 | 380.8664 | 406.1346
|  |  |  | Fuel | Fuel | 0.35824 | -4.1103 | -9.4853 | -26.25 | -19.6391 | -13.9645 | -3.3896 | -25.7023 | -12.2655 | 60.6677 | 116.9382 | 178.3556 | 229.6436 | 290.8798 | 332.9709 | 370.0709 | 398.2336 | 386.7173 | 409.5511 | 416.953 | 422.6152 | 435.6733 | 443.1474 | 452.0888 | 456.5334 | 466.2104 | 454.7275
|  |  |  | VOM | VOM | -0.031092 | -0.11431 | -0.36101 | -1.4438 | 0.0072291 | -0.53078 | -3.1359 | -10.8708 | -10.5561 | -3.6934 | -1.5153 | -0.056193 | 4.9713 | 4.9816 | 7.0689 | 5.0922 | 3.0317 | 1.0249 | 3.7252 | 3.5026 | 2.6094 | 4.0383 | 4.673 | 5.0461 | 5.261 | 4.5552 | 4.8446
|  |  |  | Rehab | Rehab | 0 | 0 | 0 | 0 | 0 | 0 | 0 | 0 | 0 | 0 | 0 | 0 | 0 | 0 | 0 | 0 | 0 | 0 | 0 | 0 | 0 | 0 | 0 | 0 | 0 | 0 | 0
|  |  |  | REZ Tx | REZ | 2.5216e-09 | 0.013978 | -0.019688 | -1.3131 | 1.3639 | 4.542 | 8.0793 | 17.8165 | 29.355 | 33.8051 | 39.665 | 43.741 | 48.5447 | 58.0774 | 80.7349 | 105.4888 | 129.4422 | 162.8661 | 195.4808 | 231.929 | 265.5136 | 290.23 | 316.8633 | 343.1676 | 372.122 | 400.1419 | 441.1337
|  |  |  | USE+DSP | USE+DSP | -0.0010095 | -0.71649 | -1.2607 | -3.5208 | -4.8028 | -4.2676 | -3.5797 | -6.2019 | -6.5932 | -8.2546 | 0.041085 | 2.4461 | -5.357 | -5.2066 | -16.5753 | -16.5846 | -13.4131 | -3.555 | 5.2333 | 15.3416 | 39.8095 | 59.4464 | 88.4212 | 115.4759 | 123.3513 | 138.318 | 146.5053
[5 empty] | Total cumulative market benefits | 0.32614 | 5.384 | 8.8229 | 13.7427 | 76.9373 | 152.4398 | 260.611 | 407.5557 | 568.9481 | 715.9366 | 888.6533 | 1031.2883 | 1188.6127 | 1368.9776 | 1519.1576 | 1673.731 | 1847.6 | 2038.1414 | 2241.0689 | 2459.4336 | 2669.5539 | 2858.0944 | 3061.6188 | 3278.5653 | 3471.4248 | 3659.8858 | 3857.5754
NEM capacity difference by year
Select region | NEM
[5 empty] | Capacity difference (MW) | 2023-24 | 2024-25 | 2025-26 | 2026-27 | 2027-28 | 2028-29 | 2029-30 | 2030-31 | 2031-32 | 2032-33 | 2033-34 | 2034-35 | 2035-36 | 2036-37 | 2037-38 | 2038-39 | 2039-40 | 2040-41 | 2041-42 | 2042-43 | 2043-44 | 2044-45 | 2045-46 | 2046-47 | 2047-48 | 2048-49 | 2049-50
[5 empty] | Black Coal | 0 | 0 | 0 | 0 | 0 | 0 | 0 | 0 | 0 | 0 | 0 | 0 | 0 | 0 | 0 | 0 | 0 | 0 | 0 | 0 | 0 | 0 | 0 | 0 | 0 | 0 | 0
[5 empty] | Brown Coal | 0 | 0 | 0 | 0 | 0 | 0 | 0 | 0 | 0 | 0 | 0 | 0 | 0 | 0 | 0 | 0 | 0 | 0 | 0 | 0 | 0 | 0 | 0 | 0 | 0 | 0 | 0
[5 empty] | CCGT | 0 | 0 | 0 | 0 | 0 | 0 | 0 | 0 | 0 | 0 | 0 | 0 | 0 | 0 | 0 | 0 | 0 | 0 | 0 | 0 | 0 | 0 | 0 | 0 | 0 | 0 | 0
[5 empty] | Gas - Steam | 0 | 0 | 0 | 0 | 0 | 0 | 0 | 0 | 0 | 0 | 0 | 0 | 0 | 0 | 0 | 0 | 0 | 0 | 0 | 0 | 0 | 0 | 0 | 0 | 0 | 0 | 0
[5 empty] | OCGT / Diesel | 0 | 0.00011283 | 0.0001128 | 0.00011282 | 0.00011267 | 97.9701 | 97.9701 | 97.9703 | 97.9703 | 97.9701 | 97.9701 | -22.8399 | -312.6924 | -312.6924 | 89.7866 | 89.7866 | 89.7866 | 89.7866 | -317.5034 | -317.5034 | 252.5031 | 325.0228 | 325.0228 | -236.9854 | -236.9854 | -97.9212 | -97.9212
[5 empty] | Hydro | 0 | 0 | 0 | 0 | 0 | 0 | 0 | 0 | 0 | 0 | 0 | 0 | 0 | 0 | 0 | 0 | 0 | 0 | 0 | 0 | 0 | 0 | 0 | 0 | 0 | 0 | 0
[5 empty] | Hydrogen Turbine | 0 | 0 | 0 | 0 | 0 | 0 | 0 | 0 | 0 | 0 | 0 | 0 | 0 | 0 | 0 | 0 | 0 | 0 | 0 | 0 | 0 | 0 | 0 | 0 | 0 | 0 | 0
[5 empty] | Wind | 0 | -65.1578 | -66.7204 | -189.6647 | -420.9638 | -331.7653 | -655.5443 | -1226.9383 | -742.0773 | -209.9282 | 52.5132 | 129.4313 | -153.6932 | -338.5549 | -168.2441 | -221.2769 | -337.1066 | -502.2393 | -392.192 | -1087.8974 | -780.6645 | -449.5874 | -502.1276 | -280.0501 | -135.5075 | 773.243 | 460.194
[5 empty] | Solar PV | 0 | 0.00055083 | 18.2374 | 18.2375 | 18.2404 | -231.4435 | -40.9013 | -208.2887 | -406.6383 | -466.2638 | -737.2387 | -943.4214 | -943.4214 | -919.4868 | -1090.7703 | -1137.0737 | -1469.9238 | -1867.6074 | -1447.5092 | -778.0262 | -1445.3197 | -1203.9287 | -1338.1783 | -1762.2173 | -2151.726 | -2817.1517 | -3948.3702
[5 empty] | Grid Battery | 0 | 0.00033818 | -2.1386 | -2.1383 | 3.138 | -30.897 | -30.897 | -97.8285 | -120.9701 | -186.5179 | -701.6613 | -701.6613 | -573.8709 | -573.8709 | -678.9551 | -678.9551 | -854.8172 | -1051.3488 | -457.4825 | -547.4226 | -459.4836 | -710.2534 | -708.1154 | -1037.7923 | -1043.0686 | -1738.2353 | -1738.2485
[5 empty] | Pumped Hydro | 0 | 0 | 0.2323 | 0.23235 | 22.1933 | -49.0281 | -49.0279 | -1.5516 | -241.1873 | -49.354 | -187.8158 | 83.8576 | 0.60001 | 0.60002 | -50.6364 | -50.6363 | -87.9222 | -291.7576 | -291.7574 | -392.4086 | -409.4995 | -498.8732 | -670.8894 | -664.9228 | -664.9228 | -678.5198 | -678.5198
[5 empty] | VPP | 0 | 0 | 0 | 0 | 0 | 0 | 0 | 0 | 0 | 0 | 0 | 0 | 0 | 0 | 0 | 0 | 0 | 0 | 0 | 0 | 0 | 0 | 0 | 0 | 0 | 0 | 0
[5 empty] | Grid Battery pump | 0 | 0.00033818 | -2.1386 | -2.1383 | 3.138 | -30.897 | -30.897 | -97.8285 | -120.9701 | -186.5179 | -701.6613 | -701.6613 | -573.8709 | -573.8709 | -678.9551 | -678.9551 | -854.8172 | -1051.3488 | -457.4825 | -547.4226 | -459.4836 | -710.2534 | -708.1154 | -1037.7923 | -1043.0686 | -1738.2353 | -1738.2485
[5 empty] | Pumped Hydro Pump | 0 | 0 | 0.2323 | 0.23235 | 22.1933 | -49.0281 | -49.0279 | -1.5516 | -241.1873 | -49.354 | -187.8158 | 83.8576 | 0.60001 | 0.60002 | -50.6364 | -50.6363 | -87.9222 | -291.7576 | -291.7574 | -392.4086 | -409.4995 | -498.8732 | -670.8894 | -664.9228 | -664.9228 | -678.5198 | -678.5198
[5 empty] | VPP pump | 0 | 0 | 0 | 0 | 0 | 0 | 0 | 0 | 0 | 0 | 0 | 0 | 0 | 0 | 0 | 0 | 0 | 0 | 0 | 0 | 0 | 0 | 0 | 0 | 0 | 0 | 0
NEM generation difference by year
Select region | NEM
[5 empty] | Sent-out generation difference (GWh)* | 2023-24 | 2024-25 | 2025-26 | 2026-27 | 2027-28 | 2028-29 | 2029-30 | 2030-31 | 2031-32 | 2032-33 | 2033-34 | 2034-35 | 2035-36 | 2036-37 | 2037-38 | 2038-39 | 2039-40 | 2040-41 | 2041-42 | 2042-43 | 2043-44 | 2044-45 | 2045-46 | 2046-47 | 2047-48 | 2048-49 | 2049-50
[5 empty] | Black Coal | -6.3274 | 179.1585 | 131.7823 | 184.4045 | 24.3225 | 48.7019 | 16.3859 | 1138.7661 | 904.6655 | 859.8668 | 335.1909 | 357.3497 | 313.0923 | 158.8089 | 230.3735 | 143.2202 | 98.6768 | 33.5519 | 23.5813 | 0 | 0 | 0 | 0 | 0 | 0 | 0 | 0
[5 empty] | Brown Coal | 4.0077 | 113.9251 | 96.1961 | 220.5669 | -269.1629 | -313.0706 | -282.186 | -92.9478 | -59.8232 | 0 | 0 | 0 | 0 | 0 | 0 | 0 | 0 | 0 | 0 | 0 | 0 | 0 | 0 | 0 | 0 | 0 | 0
[5 empty] | CCGT | -2.8468 | 0.3574 | 35.5183 | 177.3245 | -103.2756 | -18.395 | -112.2551 | 185.759 | -23.7726 | 12.8282 | 32.7079 | 47.7307 | -153.9625 | -68.3564 | -70.8798 | 69.8293 | 114.7959 | 105.6974 | 231.051 | 222.6673 | 93.48 | 169.8333 | 36.6588 | 5.6045 | 9.8747 | 11.3398 | 13.7871
[5 empty] | Gas - Steam | 0.063351 | 0.40699 | 2.7961 | 5.0731 | -1.8314 | -15.6593 | -24.9364 | -100.9331 | -169.2498 | -675.6588 | -483.7414 | -276.4768 | -280.8502 | -324.3966 | -224.8055 | -133.0504 | 0 | 0 | 0 | 0 | 0 | 0 | 0 | 0 | 0 | 0 | 0
[5 empty] | OCGT / Diesel | -0.44713 | 0.15521 | 2.3457 | 19.6536 | -2.2151 | -22.2315 | -20.3511 | 115.7711 | -149.2003 | -550.1171 | -428.9805 | -708.6127 | -544.4202 | -708.1512 | -537.3367 | -626.0225 | -576.8122 | 262.3594 | -576.2628 | -219.724 | -120.3149 | -385.7482 | -160.4442 | -70.8762 | -16.3224 | -174.0515 | 570.7355
[5 empty] | Hydro | 9.61 | -142.1728 | -132.7996 | -289.95 | -44.4704 | 472.7643 | 1012.3548 | 1055.7084 | -336.5975 | -858.9904 | -436.4259 | -176.432 | -324.5451 | 22.9345 | 122.7422 | 102.4338 | -126.2741 | -18.8567 | -578.2986 | -777.8706 | 110.2549 | -422.6287 | -459.725 | -224.0439 | -635.5923 | -180.6203 | -626.3795
[5 empty] | Hydrogen Turbine | 0 | 0 | 0 | 0 | 0 | 0 | 0 | 0 | 0 | 0 | 0 | 0 | 0 | 0 | 0 | 0 | 0 | 0 | 0 | 0 | 0 | 0 | 0 | 0 | 0 | 0 | 0
[5 empty] | Wind | -1.1959 | -185.83 | -189.7695 | -445.551 | 435.3702 | 277.6894 | -577.7284 | -2025.8464 | 147.6575 | 1048.5553 | 1609.7076 | 1588.1272 | 1391.1929 | 1372.0822 | 871.4685 | 1263.3631 | 1126.0184 | 681.2275 | 754.6844 | -330.0065 | 636.1539 | 1167.1878 | 946.7594 | 1642.1799 | 1869.9119 | 3796.6152 | 3110.2643
[5 empty] | Solar PV | 1.2947 | 22.6187 | 52.7243 | 55.9331 | 32.994 | -449.5134 | -38.0786 | -213.3928 | -608.8986 | -235.2605 | -1079.8605 | -1196.296 | -916.7301 | -528.0702 | -1033.252 | -939.3218 | -699.0599 | -1281.7362 | -288.74 | 1108.9842 | -696.6222 | -485.1151 | -60.9712 | -1164.3691 | -1182.8121 | -3362.7473 | -3536.5853
[5 empty] | Grid Battery | -0.099145 | -0.73549 | -3.0726 | -1.5101 | 6.517 | -83.3663 | -79.257 | -168.6963 | -205.9891 | -34.8707 | -940.53 | -1041.7018 | -601.0381 | -390.0528 | -639.8455 | -610.037 | -917.7021 | -1049.4189 | 419.9244 | 362.8006 | -173.8137 | 156.7964 | 56.3298 | -349.9946 | -457.7198 | -1552.4478 | -1447.0839
[5 empty] | Pumped Hydro | 0.041978 | -3.2644 | 6.277 | 46.7078 | 33.3912 | -164.9473 | -154.2 | -103.0548 | -519.9337 | -167.1203 | -187.0951 | 400.9978 | -17.2934 | 547.7333 | -270.3255 | 228.2546 | 636.2893 | -120.3993 | -754.4042 | -88.1421 | -413.5304 | -746.8605 | -643.3099 | -895.6087 | -816.9143 | -609.8574 | -847.9849
[5 empty] | VPP | 0.37322 | -0.63371 | 1.1394 | 3.0243 | 5.6467 | 11.655 | 12.4803 | 15.4426 | 0.23927 | 24.8719 | 24.3616 | -18.7394 | 56.3826 | 140.4678 | 98.3963 | 96.2302 | 54.5463 | 41.9012 | 8.9365 | 106.0851 | 29.2998 | 73.2337 | 144.2387 | 166.3438 | 112.7569 | 82.9566 | 63.5355
[5 empty] | Grid Battery pump | -0.11991 | -0.87775 | -3.7438 | -1.7948 | 8.5155 | -101.1756 | -94.8742 | -203.9016 | -247.4315 | -48.1178 | -1130.6666 | -1260.8679 | -715.7165 | -472.654 | -769.226 | -730.2546 | -1109.6102 | -1269.9833 | 512.0956 | 432.8145 | -219.8921 | 201.5209 | 75.1152 | -429.655 | -555.0949 | -1870.0036 | -1738.0235
[5 empty] | Pumped Hydro Pump | 0.17426 | -9.1433 | 12.7582 | 9.9932 | 80.0783 | -240.3823 | -229.5411 | -151.6576 | -645.3713 | -336.9341 | -193.3941 | 444.5153 | -103.4687 | 856.483 | -459.071 | 299.6635 | 852.8009 | -73.5538 | -1121.6773 | -108.2873 | -641.1273 | -1037.7838 | -755.481 | -1103.5331 | -1063.9665 | -599.9385 | -1208.4321
[5 empty] | VPP pump | 0.43909 | -0.75141 | 1.3483 | 3.556 | 6.78 | 13.5748 | 16.5514 | 16.2989 | 0.55691 | 29.0545 | 28.8376 | -24.2957 | 68.1662 | 164.5778 | 116.6113 | 114.2794 | 63.1021 | 49.8339 | 6.2436 | 130.5022 | 31.7629 | 86.2674 | 175.0899 | 189.8223 | 130.7395 | 100.1148 | 75.1669
*Generation shown is sent-out, as is demand.

## BaseCase_CF
Annual capacity factor by technology - BaseCase, Step Change Scenario
Explicitly modelled generation
Region | Technology | 2023-24 | 2024-25 | 2025-26 | 2026-27 | 2027-28 | 2028-29 | 2029-30 | 2030-31 | 2031-32 | 2032-33 | 2033-34 | 2034-35 | 2035-36 | 2036-37 | 2037-38 | 2038-39 | 2039-40 | 2040-41 | 2041-42 | 2042-43 | 2043-44 | 2044-45 | 2045-46 | 2046-47 | 2047-48 | 2048-49 | 2049-50
NEM | Black Coal | 58.98% | 51.51% | 52.6% | 63.15% | 60.31% | 61.68% | 63.28% | 58.05% | 55.79% | 56.82% | 62.21% | 61.6% | 53.39% | 52.24% | 54.83% | 51.78% | 54.96% | 43.97% | 43.54% | - | - | - | - | - | - | - | -
NEM | Brown Coal | 68.71% | 60.05% | 65.63% | 62.33% | 64.87% | 64.76% | 67.51% | 64.9% | 51.1% | - | - | - | - | - | - | - | - | - | - | - | - | - | - | - | - | - | -
NEM | CCGT | 8.151% | 6.612% | 12.83% | 15.74% | 17.36% | 19.46% | 22.87% | 26.4% | 23.34% | 22.93% | 32.01% | 35.83% | 27.18% | 27.65% | 28.48% | 29.85% | 29.94% | 25.91% | 21.64% | 24.64% | 26.92% | 21.97% | 24.1% | 28.82% | 28.48% | 28.13% | 28.55%
NEM | Gas - Steam | 0.9859% | 0.9442% | 2.972% | 3.643% | 2.545% | 5.143% | 4.309% | 24.68% | 6.991% | 23.2% | 19.57% | 20.12% | 13.82% | 16.63% | 17.58% | 12.87% | - | - | - | - | - | - | - | - | - | - | -
NEM | OCGT / Diesel | 0.3101% | 0.241% | 0.5366% | 0.5639% | 0.4399% | 0.5845% | 0.4732% | 2.162% | 1.235% | 2.554% | 4.633% | 7.893% | 4.194% | 5.388% | 4.737% | 3.782% | 9.699% | 7.958% | 4.774% | 5.739% | 9.499% | 5.777% | 7.084% | 8.581% | 5.768% | 7.141% | 6.19%
NEM | Hydro | 26.72% | 24.2% | 24.79% | 23.99% | 20.24% | 23.95% | 24.96% | 24.4% | 25.42% | 25.07% | 27.82% | 27.33% | 24.89% | 22.44% | 26.61% | 23.78% | 21.64% | 20.11% | 20.14% | 23.2% | 23% | 21.55% | 20.5% | 26.19% | 25.17% | 24.52% | 23.6%
NEM | Hydrogen Turbine | bar: 2023-24 to 2049-50
NEM | Wind | 32.72% | 33.4% | 34.05% | 35.43% | 36.38% | 35.75% | 35.62% | 34.86% | 36.39% | 35.3% | 34.77% | 34.49% | 35.21% | 36.05% | 35.35% | 35.23% | 34.17% | 34.16% | 33.52% | 33.24% | 32.86% | 33.48% | 34.68% | 33.72% | 33.37% | 32.46% | 32.36%
NEM | Solar PV | 26.37% | 22.19% | 23.43% | 24.65% | 24.45% | 22.38% | 23.49% | 24.15% | 24.47% | 24.35% | 24.12% | 23.48% | 23.95% | 23.94% | 20.6% | 21.76% | 21.55% | 20.36% | 20.67% | 20.84% | 20.18% | 20.06% | 20.4% | 17.85% | 18.21% | 18.83% | 18.02%
NEM | Grid Battery | 4.758% | 4.724% | 7.366% | 11.15% | 15.26% | 17.43% | 17.66% | 19.22% | 18.63% | 20.3% | 19.47% | 18.93% | 19.12% | 19% | 17.23% | 17.52% | 18.78% | 18.15% | 19.13% | 19.37% | 18.88% | 18.32% | 18.96% | 15.96% | 16.18% | 16.12% | 15.45%
NEM | Pumped Hydro | 7.628% | 12.63% | 12.99% | 19.09% | 9.848% | 13.25% | 14.65% | 19.64% | 19.95% | 18.71% | 20.02% | 19.56% | 21.15% | 20.68% | 20.54% | 19.99% | 19.21% | 17.24% | 18.74% | 18.44% | 17.1% | 16.3% | 15.76% | 16.74% | 15.08% | 14.74% | 13.11%
NEM | VPP | 7.907% | 8.091% | 8.652% | 8.492% | 8.204% | 7.684% | 7.519% | 7.423% | 7.284% | 7.201% | 7.211% | 6.912% | 6.928% | 6.803% | 6.394% | 6.269% | 6.345% | 5.992% | 6.272% | 6.163% | 6.057% | 6.167% | 6.286% | 5.913% | 5.919% | 5.917% | 5.722%
Region | Technology | 2023-24 | 2024-25 | 2025-26 | 2026-27 | 2027-28 | 2028-29 | 2029-30 | 2030-31 | 2031-32 | 2032-33 | 2033-34 | 2034-35 | 2035-36 | 2036-37 | 2037-38 | 2038-39 | 2039-40 | 2040-41 | 2041-42 | 2042-43 | 2043-44 | 2044-45 | 2045-46 | 2046-47 | 2047-48 | 2048-49 | 2049-50
NSW1 | Black Coal | 57.91% | 48.13% | 44.34% | 64.07% | 58.65% | 64.16% | 66.91% | 55.26% | 54.06% | 55.52% | 61.64% | 63.07% | 54.9% | 48.6% | 54.18% | 54.06% | - | - | - | - | - | - | - | - | - | - | -
NSW1 | Brown Coal | bar: 2023-24 to 2049-50
NSW1 | CCGT | 0.3544% | 0.1596% | 7.804% | 16.32% | 21.07% | 17.17% | 29.39% | 28.62% | 25.09% | 21.66% | 38.16% | 43.55% | 27.18% | 28% | 30.48% | 33.94% | 35.7% | 28.81% | 24.21% | 28.16% | - | - | - | - | - | - | -
NSW1 | Gas - Steam | bar: 2023-24 to 2049-50
NSW1 | OCGT / Diesel | 0.05177% | 0.02282% | 0.1573% | 0.1443% | 0.1148% | 0.02288% | 0.008336% | 0.5706% | 0.1016% | 0.6541% | 1.682% | 5.154% | 1.94% | 3.953% | 1.743% | 2.199% | 7.295% | 7.663% | 3.923% | 4.092% | 9.138% | 6.951% | 9.16% | 7.938% | 7.27% | 6.092% | 6.682%
NSW1 | Hydro | 9.226% | 12.92% | 13.5% | 13.54% | 11.39% | 16.25% | 13.79% | 13.99% | 13.43% | 11.89% | 14.6% | 15.06% | 14.04% | 12.18% | 17.11% | 14.13% | 12.41% | 12.25% | 11.41% | 13.03% | 13.63% | 12.55% | 10.45% | 16.03% | 15.76% | 15.54% | 15.34%
NSW1 | Hydrogen Turbine | bar: 2023-24 to 2049-50
NSW1 | Wind | 36.21% | 33.87% | 34.01% | 35.4% | 35.86% | 36.36% | 34.49% | 33.98% | 33.8% | 34.05% | 33.2% | 32.77% | 33.84% | 33.86% | 34.6% | 32.89% | 32.18% | 30.44% | 31.76% | 30.16% | 29.64% | 30.68% | 31.17% | 32.24% | 30.14% | 29.37% | 27.49%
NSW1 | Solar PV | 26.9% | 21.19% | 22.15% | 24.45% | 24.64% | 22.41% | 23.2% | 24.51% | 24.45% | 24.66% | 24.32% | 23.69% | 24.88% | 24.71% | 21.16% | 21.67% | 22.65% | 21.02% | 21.46% | 20.26% | 19.93% | 20.74% | 20.91% | 18.86% | 18.11% | 18.92% | 17.91%
NSW1 | Grid Battery | 4.697% | 5.721% | 12.28% | 23.77% | 24.36% | 22.36% | 22.59% | 24.16% | 23.07% | 23.99% | 22.32% | 21.28% | 22.16% | 22.24% | 20.75% | 20.67% | 21.08% | 20.27% | 22.76% | 20.88% | 19.19% | 19.94% | 20.62% | 17.13% | 17% | 17.65% | 17.7%
NSW1 | Pumped Hydro | 5.26% | 10.51% | 17.21% | 26.53% | 8.874% | 14.52% | 15.84% | 21.62% | 21.62% | 20.66% | 22.57% | 22% | 24.31% | 24.23% | 24.39% | 21.27% | 18.63% | 15.41% | 18.53% | 17.7% | 15.87% | 15.22% | 15.26% | 19.33% | 15.36% | 14.64% | 11.9%
NSW1 | VPP | 6.796% | 7.855% | 8.755% | 8.659% | 8.378% | 7.74% | 7.521% | 7.571% | 7.345% | 7.417% | 7.399% | 7.088% | 7.21% | 6.991% | 6.603% | 6.495% | 6.723% | 6.362% | 6.725% | 6.475% | 6.296% | 6.527% | 6.579% | 6.07% | 6.02% | 6.221% | 6.163%
Region | Technology | 2023-24 | 2024-25 | 2025-26 | 2026-27 | 2027-28 | 2028-29 | 2029-30 | 2030-31 | 2031-32 | 2032-33 | 2033-34 | 2034-35 | 2035-36 | 2036-37 | 2037-38 | 2038-39 | 2039-40 | 2040-41 | 2041-42 | 2042-43 | 2043-44 | 2044-45 | 2045-46 | 2046-47 | 2047-48 | 2048-49 | 2049-50
QLD1 | Black Coal | 60.07% | 54.97% | 61.87% | 62.41% | 61.46% | 59.9% | 61.08% | 60.5% | 57.3% | 58.31% | 62.68% | 60.39% | 52.14% | 55.23% | 55.36% | 49.91% | 54.96% | 43.97% | 43.54% | - | - | - | - | - | - | - | -
QLD1 | Brown Coal | bar: 2023-24 to 2049-50
QLD1 | CCGT | 7.307% | 6.107% | 11.87% | 17.76% | 19.34% | 21.9% | 24.62% | 28.17% | 26.77% | 25.78% | 35.7% | 39.29% | 32.36% | 33.74% | 32.64% | 33.48% | 33.39% | 29.77% | 24.8% | 27.99% | 32.16% | 26.25% | 35.92% | 62.13% | 61.38% | 60.64% | 61.53%
QLD1 | Gas - Steam | bar: 2023-24 to 2049-50
QLD1 | OCGT / Diesel | 0.01425% | 1.602e-06% | 0.01508% | 0.1069% | 0.1413% | 0.1068% | 0.05415% | 2.302% | 2.155% | 2.45% | 9.019% | 10.46% | 9.177% | 11.22% | 5.527% | 4.46% | 9.483% | 8.039% | 3.86% | 6.933% | 8.849% | 6.103% | 8.796% | 10% | 4.409% | 6.529% | 5.456%
QLD1 | Hydro | 54.45% | 54.46% | 55.84% | 53.52% | 54.57% | 55.48% | 55.07% | 54.35% | 54.09% | 54.41% | 54.06% | 53.37% | 52.76% | 51.97% | 37.24% | 36.65% | 28.03% | 26.36% | 24.74% | - | - | - | - | - | - | - | -
QLD1 | Hydrogen Turbine | bar: 2023-24 to 2049-50
QLD1 | Wind | 40.73% | 36.73% | 38.78% | 38.6% | 39.89% | 37.68% | 37.31% | 36.72% | 36.03% | 35.39% | 33.53% | 33.34% | 32.74% | 34.84% | 34.45% | 34.02% | 33.67% | 31.8% | 32.24% | 31.14% | 31.39% | 30.63% | 32.3% | 31.57% | 30.65% | 31.76% | 29.87%
QLD1 | Solar PV | 26.89% | 24.07% | 26.3% | 26.61% | 25.8% | 23.21% | 25.49% | 25.26% | 26.16% | 25.73% | 25.4% | 24.82% | 24.6% | 24.56% | 20.97% | 23.3% | 21.71% | 21.06% | 21.46% | 22.35% | 22.15% | 21.16% | 20.96% | 18.26% | 19.41% | 20.28% | 19.63%
QLD1 | Grid Battery | 6.122% | 6.104% | 6.219% | 6.287% | 6.302% | 21.28% | 21.35% | 22.49% | 22.14% | 23.43% | 22.1% | 22.03% | 21.93% | 22.25% | 19.37% | 20.52% | 21.26% | 21.85% | 22.09% | 22.57% | 21.72% | 21.16% | 21.6% | 18.11% | 18.95% | 18.51% | 18.39%
QLD1 | Pumped Hydro | 8.626% | 13.52% | 9.31% | 12.61% | 13.12% | 9.753% | 11.37% | 14.23% | 14.39% | 13.42% | 14.56% | 14.06% | 15.55% | 14.14% | 16.89% | 19.38% | 19.71% | 18.75% | 19.16% | 19.02% | 17.77% | 16.54% | 15.18% | 14.61% | 13.99% | 14.09% | 12.96%
QLD1 | VPP | 8.294% | 8.18% | 8.248% | 8.454% | 8.103% | 7.69% | 7.57% | 7.588% | 7.46% | 7.446% | 7.456% | 7.302% | 7.131% | 7.142% | 6.693% | 6.685% | 6.741% | 6.732% | 6.77% | 6.914% | 6.894% | 6.766% | 6.903% | 6.686% | 6.653% | 6.548% | 6.553%
Region | Technology | 2023-24 | 2024-25 | 2025-26 | 2026-27 | 2027-28 | 2028-29 | 2029-30 | 2030-31 | 2031-32 | 2032-33 | 2033-34 | 2034-35 | 2035-36 | 2036-37 | 2037-38 | 2038-39 | 2039-40 | 2040-41 | 2041-42 | 2042-43 | 2043-44 | 2044-45 | 2045-46 | 2046-47 | 2047-48 | 2048-49 | 2049-50
VIC1 | Black Coal | bar: 2023-24 to 2049-50
VIC1 | Brown Coal | 68.71% | 60.05% | 65.63% | 62.33% | 64.87% | 64.76% | 67.51% | 64.9% | 51.1% | - | - | - | - | - | - | - | - | - | - | - | - | - | - | - | - | - | -
VIC1 | CCGT | bar: 2023-24 to 2049-50
VIC1 | Gas - Steam | 0.3867% | 0.4179% | 1.604% | 3.643% | 2.545% | 5.143% | 4.309% | 24.68% | 6.991% | 23.2% | 19.57% | 20.12% | 13.82% | 16.63% | 17.58% | 12.87% | - | - | - | - | - | - | - | - | - | - | -
VIC1 | OCGT / Diesel | 0.1382% | 0.09603% | 0.2348% | 0.8581% | 0.5049% | 0.8283% | 0.4984% | 2.54% | 0.6823% | 3.948% | 3.797% | 8.466% | 3.144% | 3.386% | 6.035% | 3.751% | 12.11% | 7.585% | 6.018% | 6.076% | 10.11% | 5.243% | 5.826% | 8.706% | 6.073% | 9.098% | 7.058%
VIC1 | Hydro | 13.86% | 16.82% | 17.37% | 16.47% | 13.78% | 20.67% | 17.24% | 14.9% | 14.9% | 13.6% | 16.62% | 17.16% | 16.34% | 13.66% | 20.54% | 17.18% | 14.88% | 14.87% | 13.54% | 16.56% | 17.16% | 16.25% | 13.68% | 20.52% | 20.56% | 20.52% | 20.49%
VIC1 | Hydrogen Turbine | bar: 2023-24 to 2049-50
VIC1 | Wind | 28.18% | 29.24% | 30.06% | 31.45% | 31.76% | 30.74% | 32.87% | 32.02% | 36.38% | 33.58% | 35.16% | 35.84% | 36.45% | 37.01% | 35.37% | 37.45% | 35.19% | 37.85% | 34.81% | 37% | 36.5% | 37.17% | 38.98% | 36.41% | 39.47% | 36.03% | 40.26%
VIC1 | Solar PV | 23.29% | 19.91% | 20.07% | 20.35% | 20.14% | 19.8% | 19.5% | 18.95% | 18.93% | 21.3% | 21.04% | 20.15% | 20.64% | 20.45% | 18.51% | 18.71% | 18.48% | 16.47% | 17.91% | 18.34% | 17.37% | 18.21% | 19.21% | 16.52% | 17.05% | 16.72% | 15.53%
VIC1 | Grid Battery | 4.876% | 4.541% | 5.307% | 5.212% | 5.01% | 4.754% | 4.709% | 8.601% | 8.238% | 15.94% | 15.34% | 14.27% | 14.36% | 13.17% | 12.11% | 11.78% | 11.64% | 9.436% | 11.45% | 11.88% | 11.3% | 11.36% | 11.3% | 10.55% | 11.04% | 10.4% | 8.759%
VIC1 | Pumped Hydro | - | - | - | - | - | - | - | - | - | - | - | - | - | - | 24.34% | 24.38% | 24.06% | 21.41% | 23.53% | 22.6% | 21.91% | 22.21% | 22.13% | 20.05% | 21.19% | 19.74% | 18.69%
VIC1 | VPP | 8.322% | 7.853% | 9.42% | 8.914% | 8.531% | 7.846% | 7.654% | 7.269% | 7.129% | 6.758% | 6.774% | 6.371% | 6.51% | 6.345% | 5.895% | 5.636% | 5.513% | 4.862% | 5.194% | 5.008% | 4.835% | 5.089% | 5.204% | 4.845% | 5.126% | 4.931% | 4.464%
Region | Technology | 2023-24 | 2024-25 | 2025-26 | 2026-27 | 2027-28 | 2028-29 | 2029-30 | 2030-31 | 2031-32 | 2032-33 | 2033-34 | 2034-35 | 2035-36 | 2036-37 | 2037-38 | 2038-39 | 2039-40 | 2040-41 | 2041-42 | 2042-43 | 2043-44 | 2044-45 | 2045-46 | 2046-47 | 2047-48 | 2048-49 | 2049-50
SA1 | Black Coal | bar: 2023-24 to 2049-50
SA1 | Brown Coal | bar: 2023-24 to 2049-50
SA1 | CCGT | 17.28% | 16.11% | 24.92% | 15.36% | 15.11% | 21.65% | 21.12% | 29.58% | 20.67% | 24.42% | 28.32% | 33.04% | 22.23% | 24.29% | - | - | - | - | - | - | - | - | - | - | - | - | -
SA1 | Gas - Steam | 1.36% | 1.273% | 3.827% | - | - | - | - | - | - | - | - | - | - | - | - | - | - | - | - | - | - | - | - | - | - | - | -
SA1 | OCGT / Diesel | 1.301% | 1.176% | 2.378% | 1.618% | 1.396% | 2.029% | 1.922% | 5.439% | 3.386% | 6.121% | 8.012% | 12.01% | 6.979% | 7.572% | 11.42% | 9.622% | 15.05% | 10.84% | 7.065% | 8.339% | 10.66% | 5.109% | 4.363% | 4.315% | 2.691% | 3.86% | 3.384%
SA1 | Hydro | bar: 2023-24 to 2049-50
SA1 | Hydrogen Turbine | bar: 2023-24 to 2049-50
SA1 | Wind | 32.79% | 32.4% | 31.4% | 34.75% | 34.72% | 33.21% | 33.2% | 31.91% | 34.49% | 32.39% | 33.48% | 30.19% | 34.32% | 34.54% | 32.55% | 33.45% | 32.29% | 34.02% | 31.06% | 32.45% | 29.85% | 32.88% | 33.12% | 31.55% | 31.87% | 29.81% | 29.84%
SA1 | Solar PV | 25.5% | 21.92% | 22.5% | 21.6% | 21.94% | 21.32% | 20.56% | 19.73% | 19.93% | 22.06% | 21.3% | 21.4% | 21.14% | 22.55% | 18.94% | 18.89% | 18.37% | 17.13% | 17.81% | 17.29% | 16.46% | 16.59% | 18.41% | 15.27% | 15.12% | 15.23% | 14.29%
SA1 | Grid Battery | 4.388% | 4.475% | 4.326% | 4.255% | 4.259% | 4.173% | 4.116% | 5.403% | 5.211% | 14.29% | 13.68% | 13.44% | 14.42% | 14.56% | 14.1% | 13.95% | 14.04% | 13.32% | 16.31% | 14.95% | 17.53% | 16.32% | 18.27% | 14.68% | 13.77% | 13.44% | 11.48%
SA1 | Pumped Hydro | bar: 2023-24 to 2049-50
SA1 | VPP | 9.079% | 9.071% | 8.672% | 8.155% | 7.961% | 7.692% | 7.594% | 7.364% | 7.223% | 7.259% | 7.332% | 6.945% | 6.872% | 6.83% | 6.503% | 6.353% | 6.37% | 5.92% | 6.473% | 6.356% | 6.409% | 6.41% | 6.819% | 6.306% | 5.971% | 6.034% | 5.5%
Region | Technology | 2023-24 | 2024-25 | 2025-26 | 2026-27 | 2027-28 | 2028-29 | 2029-30 | 2030-31 | 2031-32 | 2032-33 | 2033-34 | 2034-35 | 2035-36 | 2036-37 | 2037-38 | 2038-39 | 2039-40 | 2040-41 | 2041-42 | 2042-43 | 2043-44 | 2044-45 | 2045-46 | 2046-47 | 2047-48 | 2048-49 | 2049-50
TAS1 | Black Coal | bar: 2023-24 to 2049-50
TAS1 | Brown Coal | bar: 2023-24 to 2049-50
TAS1 | CCGT | bar: 2023-24 to 2049-50
TAS1 | Gas - Steam | bar: 2023-24 to 2049-50
TAS1 | OCGT / Diesel | 3.804e-06% | 7.754e-06% | 8.233e-06% | 0.01183% | 9.048e-06% | 9.577e-06% | 0.06971% | 0.2519% | 0.209% | 0.9962% | 0.8097% | 1.929% | 0.8019% | 0.6066% | 1.484% | 0.8818% | 2.301% | 1.514% | 1.393% | 1.508% | 1.747% | 0.8916% | 0.7261% | 0.4313% | 0.7724% | 1.483% | 1.223%
TAS1 | Hydro | 53.79% | 40.12% | 40.7% | 39.25% | 32.67% | 32.61% | 41.08% | 41.34% | 44.91% | 46.55% | 49.27% | 46.93% | 41.56% | 38.62% | 41.12% | 38.85% | 36.61% | 32.39% | 34.53% | 39.15% | 37.45% | 35.17% | 36.51% | 41.28% | 38.59% | 36.96% | 34.53%
TAS1 | Hydrogen Turbine | bar: 2023-24 to 2049-50
TAS1 | Wind | 37.86% | 44.81% | 47.83% | 48.1% | 51.03% | 47.68% | 46.53% | 45.37% | 49.88% | 49% | 46.94% | 48.13% | 48.5% | 50.02% | 47.62% | 45.68% | 44.32% | 46.08% | 45.43% | 44.38% | 45.7% | 48.09% | 49.84% | 48.44% | 47.13% | 45.76% | 49.13%
TAS1 | Solar PV | - | - | - | - | - | - | - | - | - | - | - | - | - | - | - | - | - | 15.63% | 16.26% | 18.85% | 17.39% | 18.43% | 18.4% | 15.53% | 17.68% | 17.75% | 16.27%
TAS1 | Grid Battery | bar: 2023-24 to 2049-50
TAS1 | Pumped Hydro | - | - | - | - | - | - | - | 18.4% | 23.47% | 18.64% | 18.58% | 18.78% | 18.26% | 17.79% | 19.97% | 17.53% | 18.78% | 15.71% | 16.17% | 16.69% | 16.3% | 16.28% | 15.69% | 16.71% | 15.64% | 14.98% | 14.13%
TAS1 | VPP | 0.772% | 3.544% | 3.016% | 3.507% | 4.107% | 4.736% | 4.878% | 5.197% | 6.133% | 5.433% | 5.339% | 4.795% | 4.681% | 4.296% | 4.202% | 3.831% | 4.238% | 3.231% | 3.752% | 3.46% | 3.366% | 3.649% | 3.398% | 3.532% | 3.424% | 3.493% | 3.082%
Explicitly modelled pumping
Region | Technology | 2023-24 | 2024-25 | 2025-26 | 2026-27 | 2027-28 | 2028-29 | 2029-30 | 2030-31 | 2031-32 | 2032-33 | 2033-34 | 2034-35 | 2035-36 | 2036-37 | 2037-38 | 2038-39 | 2039-40 | 2040-41 | 2041-42 | 2042-43 | 2043-44 | 2044-45 | 2045-46 | 2046-47 | 2047-48 | 2048-49 | 2049-50
NEM | Grid Battery pump | 5.928% | 5.91% | 9.132% | 13.85% | 18.84% | 21.28% | 21.59% | 23.44% | 22.79% | 24.63% | 23.62% | 23% | 23.15% | 23.04% | 20.95% | 21.25% | 22.7% | 22.04% | 23.1% | 23.42% | 22.8% | 22.11% | 22.94% | 19.25% | 19.57% | 19.44% | 18.65%
NEM | Pumped Hydro Pump | 11.2% | 19.56% | 18.28% | 26.89% | 15.88% | 17.54% | 20.77% | 26.35% | 27.89% | 25.46% | 27.47% | 25.88% | 28.55% | 28.21% | 27.32% | 26.86% | 25.25% | 22.98% | 24.63% | 24.86% | 21.96% | 21.5% | 21.16% | 21.83% | 19.98% | 19.06% | 16.94%
NEM | VPP pump | 9.276% | 9.53% | 10.18% | 9.982% | 9.663% | 9.031% | 8.85% | 8.73% | 8.59% | 8.461% | 8.482% | 8.145% | 8.14% | 8.003% | 7.537% | 7.381% | 7.447% | 7.07% | 7.364% | 7.257% | 7.125% | 7.249% | 7.408% | 6.947% | 6.975% | 6.949% | 6.729%
Region | Technology | 2023-24 | 2024-25 | 2025-26 | 2026-27 | 2027-28 | 2028-29 | 2029-30 | 2030-31 | 2031-32 | 2032-33 | 2033-34 | 2034-35 | 2035-36 | 2036-37 | 2037-38 | 2038-39 | 2039-40 | 2040-41 | 2041-42 | 2042-43 | 2043-44 | 2044-45 | 2045-46 | 2046-47 | 2047-48 | 2048-49 | 2049-50
NSW1 | Grid Battery pump | 5.571% | 6.811% | 14.79% | 28.62% | 29.4% | 26.9% | 27.25% | 29.07% | 27.86% | 28.87% | 26.88% | 25.66% | 26.65% | 26.8% | 25.09% | 24.91% | 25.35% | 24.51% | 27.4% | 25.11% | 23.11% | 24.02% | 24.9% | 20.58% | 20.56% | 21.2% | 21.33%
NSW1 | Pumped Hydro Pump | 9.076% | 17.46% | 20.21% | 30.75% | 14.85% | 18.31% | 21.73% | 27.67% | 29.25% | 27.06% | 29.81% | 27.63% | 31.41% | 31.53% | 30.78% | 28.07% | 23.83% | 20.25% | 23.74% | 23.94% | 19.43% | 19.7% | 20.12% | 24% | 19.72% | 17.68% | 14.87%
NSW1 | VPP pump | 7.968% | 9.246% | 10.3% | 10.19% | 9.857% | 9.104% | 8.848% | 8.907% | 8.666% | 8.706% | 8.708% | 8.354% | 8.468% | 8.225% | 7.793% | 7.643% | 7.888% | 7.508% | 7.897% | 7.612% | 7.407% | 7.677% | 7.755% | 7.129% | 7.1% | 7.3% | 7.251%
Region | Technology | 2023-24 | 2024-25 | 2025-26 | 2026-27 | 2027-28 | 2028-29 | 2029-30 | 2030-31 | 2031-32 | 2032-33 | 2033-34 | 2034-35 | 2035-36 | 2036-37 | 2037-38 | 2038-39 | 2039-40 | 2040-41 | 2041-42 | 2042-43 | 2043-44 | 2044-45 | 2045-46 | 2046-47 | 2047-48 | 2048-49 | 2049-50
QLD1 | Grid Battery pump | 7.268% | 7.267% | 7.424% | 7.464% | 7.502% | 25.62% | 25.72% | 27.09% | 26.75% | 28.17% | 26.64% | 26.58% | 26.39% | 26.77% | 23.42% | 24.67% | 25.58% | 26.39% | 26.61% | 27.2% | 26.16% | 25.49% | 26% | 21.87% | 22.77% | 22.33% | 22.13%
QLD1 | Pumped Hydro Pump | 15% | 23.31% | 14.74% | 19.84% | 20.7% | 14.67% | 17.17% | 21.51% | 21.82% | 20.2% | 21.47% | 20.77% | 22.95% | 20.94% | 23.38% | 26.37% | 26.73% | 25.8% | 25.96% | 25.91% | 23.93% | 22.51% | 20.92% | 19.54% | 18.92% | 19.24% | 17.25%
QLD1 | VPP pump | 9.731% | 9.624% | 9.73% | 9.928% | 9.533% | 9.047% | 8.906% | 8.927% | 8.801% | 8.739% | 8.778% | 8.601% | 8.388% | 8.393% | 7.898% | 7.853% | 7.922% | 7.935% | 7.961% | 8.134% | 8.11% | 7.96% | 8.117% | 7.874% | 7.818% | 7.709% | 7.7%
Region | Technology | 2023-24 | 2024-25 | 2025-26 | 2026-27 | 2027-28 | 2028-29 | 2029-30 | 2030-31 | 2031-32 | 2032-33 | 2033-34 | 2034-35 | 2035-36 | 2036-37 | 2037-38 | 2038-39 | 2039-40 | 2040-41 | 2041-42 | 2042-43 | 2043-44 | 2044-45 | 2045-46 | 2046-47 | 2047-48 | 2048-49 | 2049-50
VIC1 | Grid Battery pump | 5.79% | 5.424% | 6.317% | 6.188% | 5.982% | 5.641% | 5.622% | 10.3% | 9.899% | 19.23% | 18.44% | 17.24% | 17.21% | 15.88% | 14.56% | 14.2% | 13.99% | 11.43% | 13.75% | 14.4% | 13.61% | 13.62% | 13.7% | 12.62% | 13.39% | 12.44% | 10.55%
VIC1 | Pumped Hydro Pump | - | - | - | - | - | - | - | - | - | - | - | - | - | - | 32.02% | 32.24% | 31.5% | 28.54% | 30.61% | 30.09% | 28.49% | 29.23% | 29.49% | 26.03% | 28.21% | 25.65% | 24.6%
VIC1 | VPP pump | 9.763% | 9.266% | 11.09% | 10.47% | 10.06% | 9.211% | 9.008% | 8.549% | 8.408% | 7.948% | 7.958% | 7.515% | 7.64% | 7.469% | 6.932% | 6.654% | 6.464% | 5.743% | 6.089% | 5.913% | 5.689% | 5.966% | 6.146% | 5.678% | 6.055% | 5.779% | 5.252%
Region | Technology | 2023-24 | 2024-25 | 2025-26 | 2026-27 | 2027-28 | 2028-29 | 2029-30 | 2030-31 | 2031-32 | 2032-33 | 2033-34 | 2034-35 | 2035-36 | 2036-37 | 2037-38 | 2038-39 | 2039-40 | 2040-41 | 2041-42 | 2042-43 | 2043-44 | 2044-45 | 2045-46 | 2046-47 | 2047-48 | 2048-49 | 2049-50
SA1 | Grid Battery pump | 5.779% | 5.914% | 5.705% | 5.619% | 5.639% | 5.496% | 5.449% | 7.158% | 6.917% | 18.15% | 17.29% | 17.03% | 18.1% | 18.27% | 17.63% | 17.51% | 17.49% | 16.58% | 19.96% | 18.39% | 21.41% | 19.94% | 22.41% | 17.85% | 16.92% | 16.34% | 14.03%
SA1 | Pumped Hydro Pump | bar: 2023-24 to 2049-50
SA1 | VPP pump | 10.66% | 10.69% | 10.19% | 9.595% | 9.391% | 9.029% | 8.959% | 8.644% | 8.497% | 8.56% | 8.611% | 8.169% | 8.085% | 8.035% | 7.65% | 7.497% | 7.472% | 6.987% | 7.593% | 7.493% | 7.535% | 7.536% | 8.041% | 7.396% | 7.047% | 7.076% | 6.47%
Region | Technology | 2023-24 | 2024-25 | 2025-26 | 2026-27 | 2027-28 | 2028-29 | 2029-30 | 2030-31 | 2031-32 | 2032-33 | 2033-34 | 2034-35 | 2035-36 | 2036-37 | 2037-38 | 2038-39 | 2039-40 | 2040-41 | 2041-42 | 2042-43 | 2043-44 | 2044-45 | 2045-46 | 2046-47 | 2047-48 | 2048-49 | 2049-50
TAS1 | Grid Battery pump | bar: 2023-24 to 2049-50
TAS1 | Pumped Hydro Pump | - | - | - | - | - | - | - | 24.21% | 31.18% | 24.38% | 24.56% | 24.9% | 23.82% | 23.72% | 25.97% | 23.15% | 24.64% | 20.96% | 20.99% | 22.1% | 21.38% | 21.36% | 20.97% | 21.66% | 20.9% | 19.39% | 18.59%
TAS1 | VPP pump | 0.8815% | 4.18% | 3.543% | 4.125% | 4.857% | 5.553% | 5.742% | 6.111% | 7.215% | 6.394% | 6.28% | 5.665% | 5.486% | 5.078% | 4.922% | 4.508% | 4.986% | 3.824% | 4.394% | 4.091% | 3.94% | 4.292% | 4.021% | 4.133% | 4.052% | 4.087% | 3.626%
Non-controllable capacity
Region | Technology | 2023-24 | 2024-25 | 2025-26 | 2026-27 | 2027-28 | 2028-29 | 2029-30 | 2030-31 | 2031-32 | 2032-33 | 2033-34 | 2034-35 | 2035-36 | 2036-37 | 2037-38 | 2038-39 | 2039-40 | 2040-41 | 2041-42 | 2042-43 | 2043-44 | 2044-45 | 2045-46 | 2046-47 | 2047-48 | 2048-49 | 2049-50
NEM | Distributed PV | 14.23% | 13.97% | 13.66% | 14.76% | 14.89% | 13.44% | 14.16% | 14.79% | 15.16% | 15.21% | 14.84% | 14.44% | 15.53% | 15.58% | 13.97% | 14.7% | 15.35% | 15.67% | 15.69% | 15.31% | 14.87% | 15.93% | 15.94% | 14.29% | 15.04% | 15.67% | 15.97%
NEM | Behind the meter battery | 4.897% | 4.862% | 4.791% | 4.705% | 4.639% | 4.529% | 4.488% | 4.437% | 4.376% | 4.329% | 4.385% | 4.417% | 4.433% | 4.398% | 4.361% | 4.299% | 4.266% | 4.207% | 4.151% | 4.111% | 4.152% | 4.184% | 4.217% | 4.239% | 4.261% | 4.237% | 4.213%
NEM | Behind the meter battery pump | 5.764% | 5.722% | 5.638% | 5.537% | 5.461% | 5.329% | 5.283% | 5.222% | 5.15% | 5.095% | 5.16% | 5.199% | 5.218% | 5.177% | 5.133% | 5.06% | 5.021% | 4.95% | 4.886% | 4.838% | 4.886% | 4.925% | 4.963% | 4.99% | 5.016% | 4.988% | 4.958%
Region | Technology | 2023-24 | 2024-25 | 2025-26 | 2026-27 | 2027-28 | 2028-29 | 2029-30 | 2030-31 | 2031-32 | 2032-33 | 2033-34 | 2034-35 | 2035-36 | 2036-37 | 2037-38 | 2038-39 | 2039-40 | 2040-41 | 2041-42 | 2042-43 | 2043-44 | 2044-45 | 2045-46 | 2046-47 | 2047-48 | 2048-49 | 2049-50
NSW1 | Distributed PV | 13.95% | 13.97% | 13.61% | 15.11% | 14.98% | 13.37% | 13.79% | 14.67% | 15.35% | 14.94% | 14.77% | 14.29% | 15.76% | 15.56% | 13.87% | 14.28% | 15.19% | 15.83% | 15.4% | 15.21% | 14.69% | 16.12% | 15.89% | 14.16% | 14.59% | 15.47% | 16.09%
NSW1 | Behind the meter battery | 4.884% | 4.831% | 4.757% | 4.683% | 4.62% | 4.52% | 4.491% | 4.444% | 4.405% | 4.375% | 4.441% | 4.454% | 4.456% | 4.412% | 4.358% | 4.289% | 4.257% | 4.188% | 4.148% | 4.121% | 4.175% | 4.211% | 4.237% | 4.254% | 4.256% | 4.24% | 4.206%
NSW1 | Behind the meter battery pump | 5.747% | 5.687% | 5.598% | 5.511% | 5.44% | 5.32% | 5.287% | 5.232% | 5.182% | 5.148% | 5.225% | 5.24% | 5.245% | 5.193% | 5.129% | 5.046% | 5.012% | 4.928% | 4.883% | 4.849% | 4.911% | 4.959% | 4.986% | 5.008% | 5.011% | 4.991% | 4.951%
Region | Technology | 2023-24 | 2024-25 | 2025-26 | 2026-27 | 2027-28 | 2028-29 | 2029-30 | 2030-31 | 2031-32 | 2032-33 | 2033-34 | 2034-35 | 2035-36 | 2036-37 | 2037-38 | 2038-39 | 2039-40 | 2040-41 | 2041-42 | 2042-43 | 2043-44 | 2044-45 | 2045-46 | 2046-47 | 2047-48 | 2048-49 | 2049-50
QLD1 | Distributed PV | 15.03% | 14.46% | 14.67% | 15.73% | 15.87% | 13.4% | 14.58% | 15.12% | 16% | 15.82% | 15.21% | 15.39% | 16.39% | 16.42% | 13.85% | 15.06% | 15.64% | 16.42% | 16.23% | 15.62% | 15.79% | 16.72% | 16.74% | 14.11% | 15.37% | 15.91% | 16.71%
QLD1 | Behind the meter battery | 4.94% | 4.904% | 4.833% | 4.738% | 4.663% | 4.563% | 4.529% | 4.478% | 4.408% | 4.348% | 4.393% | 4.421% | 4.437% | 4.396% | 4.354% | 4.3% | 4.282% | 4.232% | 4.163% | 4.125% | 4.169% | 4.194% | 4.229% | 4.244% | 4.261% | 4.245% | 4.236%
QLD1 | Behind the meter battery pump | 5.815% | 5.773% | 5.687% | 5.578% | 5.487% | 5.368% | 5.33% | 5.269% | 5.189% | 5.118% | 5.17% | 5.205% | 5.223% | 5.176% | 5.124% | 5.063% | 5.038% | 4.98% | 4.9% | 4.855% | 4.906% | 4.935% | 4.976% | 4.996% | 5.017% | 4.999% | 4.984%
Region | Technology | 2023-24 | 2024-25 | 2025-26 | 2026-27 | 2027-28 | 2028-29 | 2029-30 | 2030-31 | 2031-32 | 2032-33 | 2033-34 | 2034-35 | 2035-36 | 2036-37 | 2037-38 | 2038-39 | 2039-40 | 2040-41 | 2041-42 | 2042-43 | 2043-44 | 2044-45 | 2045-46 | 2046-47 | 2047-48 | 2048-49 | 2049-50
VIC1 | Distributed PV | 13.3% | 13.06% | 12.42% | 13.32% | 13.59% | 13.11% | 13.75% | 14.34% | 13.9% | 14.65% | 14.31% | 13.53% | 14.42% | 14.65% | 13.83% | 14.47% | 15.09% | 14.55% | 15.26% | 14.92% | 14.07% | 14.95% | 15.11% | 14.28% | 14.94% | 15.54% | 14.95%
VIC1 | Behind the meter battery | 4.922% | 4.924% | 4.853% | 4.759% | 4.698% | 4.556% | 4.474% | 4.403% | 4.302% | 4.208% | 4.268% | 4.344% | 4.395% | 4.391% | 4.402% | 4.332% | 4.283% | 4.218% | 4.147% | 4.064% | 4.079% | 4.124% | 4.164% | 4.22% | 4.277% | 4.242% | 4.209%
VIC1 | Behind the meter battery pump | 5.794% | 5.795% | 5.709% | 5.602% | 5.531% | 5.362% | 5.266% | 5.18% | 5.063% | 4.951% | 5.023% | 5.115% | 5.172% | 5.166% | 5.183% | 5.097% | 5.041% | 4.963% | 4.88% | 4.783% | 4.802% | 4.853% | 4.9% | 4.969% | 5.033% | 4.993% | 4.954%
Region | Technology | 2023-24 | 2024-25 | 2025-26 | 2026-27 | 2027-28 | 2028-29 | 2029-30 | 2030-31 | 2031-32 | 2032-33 | 2033-34 | 2034-35 | 2035-36 | 2036-37 | 2037-38 | 2038-39 | 2039-40 | 2040-41 | 2041-42 | 2042-43 | 2043-44 | 2044-45 | 2045-46 | 2046-47 | 2047-48 | 2048-49 | 2049-50
SA1 | Distributed PV | 15.11% | 14.83% | 14.15% | 14.8% | 15.36% | 14.69% | 15.37% | 15.62% | 15.63% | 16.06% | 15.54% | 14.77% | 15.4% | 15.93% | 15.16% | 15.87% | 16.14% | 16.14% | 16.55% | 16% | 15.2% | 15.81% | 16.3% | 15.49% | 16.24% | 16.49% | 16.45%
SA1 | Behind the meter battery | 4.815% | 4.725% | 4.641% | 4.542% | 4.474% | 4.387% | 4.404% | 4.389% | 4.377% | 4.405% | 4.448% | 4.451% | 4.434% | 4.377% | 4.295% | 4.252% | 4.207% | 4.164% | 4.135% | 4.149% | 4.202% | 4.208% | 4.244% | 4.225% | 4.248% | 4.192% | 4.182%
SA1 | Behind the meter battery pump | 5.667% | 5.562% | 5.46% | 5.346% | 5.265% | 5.161% | 5.184% | 5.165% | 5.152% | 5.183% | 5.234% | 5.238% | 5.218% | 5.153% | 5.054% | 5.004% | 4.953% | 4.903% | 4.87% | 4.885% | 4.947% | 4.956% | 4.995% | 4.971% | 4.998% | 4.935% | 4.924%
Region | Technology | 2023-24 | 2024-25 | 2025-26 | 2026-27 | 2027-28 | 2028-29 | 2029-30 | 2030-31 | 2031-32 | 2032-33 | 2033-34 | 2034-35 | 2035-36 | 2036-37 | 2037-38 | 2038-39 | 2039-40 | 2040-41 | 2041-42 | 2042-43 | 2043-44 | 2044-45 | 2045-46 | 2046-47 | 2047-48 | 2048-49 | 2049-50
TAS1 | Distributed PV | 12.03% | 12.09% | 11.56% | 12.4% | 12.42% | 12.16% | 12.24% | 12.52% | 12.4% | 12.76% | 12.71% | 12.11% | 12.89% | 12.83% | 12.48% | 12.53% | 12.81% | 12.66% | 12.97% | 12.94% | 12.31% | 13.07% | 12.97% | 12.63% | 12.69% | 12.99% | 12.77%
TAS1 | Behind the meter battery | 4.891% | 4.832% | 4.753% | 4.664% | 4.597% | 4.506% | 4.479% | 4.427% | 4.378% | 4.382% | 4.417% | 4.439% | 4.429% | 4.4% | 4.347% | 4.292% | 4.268% | 4.207% | 4.152% | 4.139% | 4.176% | 4.183% | 4.231% | 4.218% | 4.232% | 4.231% | 4.186%
TAS1 | Behind the meter battery pump | 5.757% | 5.685% | 5.596% | 5.489% | 5.412% | 5.302% | 5.27% | 5.211% | 5.154% | 5.156% | 5.198% | 5.224% | 5.215% | 5.178% | 5.116% | 5.054% | 5.023% | 4.952% | 4.886% | 4.87% | 4.914% | 4.925% | 4.979% | 4.967% | 4.983% | 4.979% | 4.926%

## BaseCase_Generation
Annual sent-out generation by technology (GWh) - BaseCase, Step Change Scenario
Explicitly modelled generation
Region | Technology | 2023-24 | 2024-25 | 2025-26 | 2026-27 | 2027-28 | 2028-29 | 2029-30 | 2030-31 | 2031-32 | 2032-33 | 2033-34 | 2034-35 | 2035-36 | 2036-37 | 2037-38 | 2038-39 | 2039-40 | 2040-41 | 2041-42 | 2042-43 | 2043-44 | 2044-45 | 2045-46 | 2046-47 | 2047-48 | 2048-49 | 2049-50
NEM | Black Coal | 85020.9374 | 74248.8792 | 72602.5327 | 67361.1851 | 53659.7708 | 44719.4859 | 40533.7282 | 30064.9619 | 28892.2316 | 25794.7209 | 16796.269 | 16630.2021 | 14413.1005 | 14104.238 | 14801.9803 | 13980.0312 | 4102.1892 | 1640.7047 | 1624.7222 | 0 | 0 | 0 | 0 | 0 | 0 | 0 | 0
NEM | Brown Coal | 29012.6693 | 25355.8334 | 23686.965 | 18399.9436 | 19149.8505 | 15940.1697 | 10172.0119 | 6594.4594 | 5192.7675 | 0 | 0 | 0 | 0 | 0 | 0 | 0 | 0 | 0 | 0 | 0 | 0 | 0 | 0 | 0 | 0 | 0 | 0
NEM | CCGT | 2109.8545 | 1607.3617 | 3117.5704 | 3827.0105 | 4219.9572 | 4729.9616 | 5558.3988 | 6417.9963 | 5672.3796 | 5574.6262 | 7780.6891 | 8709.0442 | 6607.6419 | 5789.4606 | 4642.7172 | 4865.5456 | 4501.7041 | 3896.5492 | 3254.2354 | 3705.4649 | 3010.6058 | 2456.8276 | 1334.1129 | 979.6981 | 967.8966 | 956.1307 | 970.2492
NEM | Gas - Steam | 112.2729 | 107.525 | 338.4588 | 159.5656 | 111.4575 | 225.2745 | 188.7321 | 1080.9651 | 306.2254 | 1015.9601 | 857.1899 | 881.2643 | 605.1929 | 728.4469 | 769.9044 | 563.903 | 0 | 0 | 0 | 0 | 0 | 0 | 0 | 0 | 0 | 0 | 0
NEM | OCGT / Diesel | 200.5302 | 171.6848 | 382.2966 | 401.6855 | 313.358 | 422.1506 | 341.7277 | 1488.9742 | 850.2908 | 1697.0144 | 2837.323 | 4836.3563 | 2931.6836 | 3766.6134 | 3965.7414 | 3165.8706 | 7745.7956 | 6271.697 | 3933.9168 | 4681.0727 | 8503.3403 | 5634.5766 | 6908.9714 | 9571.4618 | 6138.5679 | 9180.4592 | 7676.448
NEM | Hydro | 17536.9065 | 15885.0823 | 16270.9453 | 15745.9618 | 13282.1925 | 15720.9982 | 16383.1288 | 16012.5407 | 16682.2184 | 16455.9986 | 18257.6424 | 17934.4771 | 16337.6145 | 14726.7805 | 17262.4199 | 15425.3116 | 14038.5043 | 13049.2249 | 13067.5295 | 14915.0721 | 14786.572 | 13856.6218 | 13183.2203 | 16841.305 | 16185.2682 | 15765.1784 | 15174.268
NEM | Hydrogen Turbine | 0 | 0 | 0 | 0 | 0 | 0 | 0 | 0 | 0 | 0 | 0 | 0 | 0 | 0 | 0 | 0 | 0 | 0 | 0 | 0 | 0 | 0 | 0 | 0 | 0 | 0 | 0
NEM | Wind | 28825.0869 | 47152.0645 | 48228.688 | 57249.9946 | 74358.1468 | 89340.9118 | 94506.3595 | 101968.2009 | 108966.9668 | 113142.8093 | 118587.683 | 119385.7356 | 128608.5553 | 135526.2686 | 145362.5759 | 145717.8601 | 144259.3478 | 148282.6541 | 146500.2128 | 154125.4229 | 155068.8675 | 156249.8017 | 160099.4182 | 178774.4823 | 184488.4304 | 187480.1811 | 189445.1861
NEM | Solar PV | 20915.6243 | 19272.8288 | 22080.5215 | 23231.7136 | 23046.1766 | 22621.2702 | 25588.0657 | 31324.7334 | 32778.027 | 39102.7701 | 43673.0137 | 45338.0761 | 46235.4735 | 45966.3026 | 47764.2273 | 52158.343 | 69917.7396 | 75441.139 | 86613.8258 | 102498.892 | 107535.0217 | 107050.5607 | 110033.8528 | 104376.4434 | 106357.5969 | 115750.9693 | 118896.3677
NEM | Grid Battery | 418.865 | 415.8318 | 923.9905 | 1398.2107 | 2749.9472 | 5076.9834 | 5258.1131 | 6284.966 | 6177.628 | 11017.9728 | 11596.1646 | 11228.8731 | 11742.0886 | 11588.1276 | 10666.3605 | 10847.9404 | 16048.9642 | 16119.9259 | 23162.0085 | 28902.3495 | 29090.3686 | 30684.2292 | 31034.0254 | 26583.1134 | 26068.7114 | 28367.3271 | 27097.283
NEM | Pumped Hydro | 541.2704 | 896.1652 | 1744.4812 | 2563.9114 | 3082.7866 | 4357.7564 | 4819.3618 | 6515.3064 | 7036.4655 | 7065.0888 | 7801.7482 | 7623.0153 | 8689.1122 | 8497.0776 | 11539.3252 | 11230.836 | 11826.0414 | 10918.4901 | 11870.3071 | 11844.4885 | 11011.0366 | 10640.779 | 10528.8589 | 12287.7658 | 11069.5161 | 10835.5636 | 9641.4736
NEM | VPP | 220.783 | 441.6049 | 784.7739 | 1144.7532 | 1539.923 | 1889.8352 | 2515.7295 | 3039.2712 | 3521.7029 | 4099.9594 | 4862.7196 | 5455.7329 | 6274.8388 | 6981.7467 | 7312.3809 | 7888.1143 | 8514.1923 | 8510.5001 | 9328.0314 | 9584.1108 | 9821.8899 | 10430.0485 | 11061.8199 | 10829.675 | 11257.2869 | 11697.4424 | 11726.8675
Total excluding storage |  | 184914.8004 | 185554.8616 | 190161.2239 | 191483.9357 | 195513.5667 | 205044.7974 | 205865.357 | 210792.3756 | 216076.9034 | 224966.9207 | 233050.4425 | 238022.7771 | 242445.3019 | 247675.0625 | 264087.633 | 265843.7558 | 280954.4785 | 284130.8849 | 299354.7895 | 330256.8734 | 338827.7024 | 337003.4452 | 344184.2798 | 360243.9447 | 362533.2743 | 380033.2519 | 380628.1431
Region | Technology | 2023-24 | 2024-25 | 2025-26 | 2026-27 | 2027-28 | 2028-29 | 2029-30 | 2030-31 | 2031-32 | 2032-33 | 2033-34 | 2034-35 | 2035-36 | 2036-37 | 2037-38 | 2038-39 | 2039-40 | 2040-41 | 2041-42 | 2042-43 | 2043-44 | 2044-45 | 2045-46 | 2046-47 | 2047-48 | 2048-49 | 2049-50
NSW1 | Black Coal | 42258.7177 | 35119.4776 | 32356.5016 | 30589.851 | 21218.406 | 19363.5199 | 16177.3003 | 13360.6221 | 13069.5476 | 13423.8942 | 7505.7688 | 7679.3664 | 6684.8255 | 5917.4719 | 6596.8698 | 6582.0295 | 0 | 0 | 0 | 0 | 0 | 0 | 0 | 0 | 0 | 0 | 0
NSW1 | Brown Coal | 0 | 0 | 0 | 0 | 0 | 0 | 0 | 0 | 0 | 0 | 0 | 0 | 0 | 0 | 0 | 0 | 0 | 0 | 0 | 0 | 0 | 0 | 0 | 0 | 0 | 0 | 0
NSW1 | CCGT | 13.6602 | 6.1526 | 300.7801 | 629.1305 | 812.2363 | 661.8874 | 1132.9651 | 1103.2771 | 967.2063 | 834.6794 | 1470.824 | 1678.663 | 1047.6891 | 1079.2041 | 1174.6682 | 1308.0852 | 1376.0778 | 1110.468 | 933.1211 | 1085.233 | 0 | 0 | 0 | 0 | 0 | 0 | 0
NSW1 | Gas - Steam | 0 | 0 | 0 | 0 | 0 | 0 | 0 | 0 | 0 | 0 | 0 | 0 | 0 | 0 | 0 | 0 | 0 | 0 | 0 | 0 | 0 | 0 | 0 | 0 | 0 | 0 | 0
NSW1 | OCGT / Diesel | 8.5672 | 5.2759 | 36.3589 | 33.3652 | 26.5402 | 5.2891 | 1.927 | 131.9153 | 23.4858 | 151.2052 | 388.8558 | 1191.5231 | 448.4678 | 913.7988 | 506.9747 | 639.5648 | 2121.4377 | 2228.43 | 1140.6873 | 1190.1118 | 2657.2649 | 1504.4672 | 1982.4331 | 2367.4859 | 2168.4857 | 1817.1129 | 1992.8773
NSW1 | Hydro | 2040.6705 | 2857.5458 | 2985.8652 | 2994.1687 | 2520.2648 | 3595.0628 | 3049.6487 | 3093.876 | 2970.4867 | 2629.0957 | 3229.8612 | 3331.3074 | 3104.7307 | 2693.4931 | 3784.8028 | 3124.9671 | 2744.03 | 2708.8503 | 2523.1141 | 2881.8748 | 3014.7399 | 2775.7969 | 2311.3815 | 3545.9671 | 3485.0596 | 3437.6521 | 3393.6262
NSW1 | Hydrogen Turbine | 0 | 0 | 0 | 0 | 0 | 0 | 0 | 0 | 0 | 0 | 0 | 0 | 0 | 0 | 0 | 0 | 0 | 0 | 0 | 0 | 0 | 0 | 0 | 0 | 0 | 0 | 0
NSW1 | Wind | 5984.9559 | 13943.0415 | 14154.5981 | 17348.7723 | 28564.4987 | 30907.4677 | 30099.917 | 31134.7612 | 30971.0907 | 32931.3003 | 34167.9707 | 34041.5156 | 40296.6813 | 41509.9812 | 43971.2576 | 41220.8383 | 40955.9555 | 39196.8462 | 40639.5977 | 43521.5239 | 43980.9334 | 45523.9642 | 46483.9785 | 51083.3251 | 51367.847 | 51030.951 | 48214.4801
NSW1 | Solar PV | 8825.7542 | 8277.49 | 10298.7277 | 11366.6256 | 11454.4585 | 11668.565 | 13849.0608 | 18118.2433 | 18076.0908 | 18367.3969 | 19719.1974 | 19210.0591 | 20178.0563 | 20038.5479 | 20427.2873 | 21598.2653 | 27138.4204 | 28202.9499 | 31602.9142 | 31439.6983 | 31033.7985 | 32295.7268 | 32570.2571 | 32042.4909 | 31272.2827 | 34923.0264 | 36503.936
NSW1 | Grid Battery | 20.5711 | 25.0585 | 513.2588 | 993.0052 | 2351.1013 | 2941.6908 | 3119.9969 | 3336.7241 | 3186.6337 | 3829.8605 | 3562.8359 | 3397.9385 | 3537.5883 | 3453.4925 | 3221.9524 | 3209.8949 | 5655.7837 | 5439.2518 | 6857.2854 | 6463.0295 | 5939.7654 | 7268.2708 | 6743.5288 | 6097.0786 | 5121.7787 | 6465.4433 | 6370.4417
NSW1 | Pumped Hydro | 110.5776 | 221.0148 | 1075.6987 | 1657.9715 | 2140.532 | 3502.0234 | 3821.7918 | 5214.8368 | 5214.8814 | 4982.024 | 5444.5969 | 5306.0114 | 5862.9033 | 5844.1717 | 5882.9768 | 5130.8083 | 4494.229 | 3717.5858 | 4470.0366 | 4269.4283 | 3826.9341 | 3670.4237 | 3681.5742 | 4663.4291 | 3704.1015 | 3530.1057 | 2869.3905
NSW1 | VPP | 57.8527 | 133.419 | 246.5417 | 362.0715 | 487.2477 | 599.5343 | 806.1578 | 1000.402 | 1169.8919 | 1415.7088 | 1697.0748 | 1918.8188 | 2249.6867 | 2479.9495 | 2607.952 | 2822.6523 | 3113.6323 | 3114.5441 | 3441.8908 | 3465.1692 | 3513.8182 | 3799.5351 | 3984.8733 | 3826.9301 | 3941.1473 | 4232.3745 | 4346.0035
Total excluding storage |  | 59321.3271 | 60588.4757 | 61968.3308 | 65974.9615 | 69575.2854 | 73245.0405 | 72058.7654 | 76494.6579 | 75649.3149 | 78565.1648 | 77186.9855 | 77755.2034 | 83410.6289 | 83930.1106 | 88174.7416 | 85637.1056 | 87599.5663 | 85718.9261 | 91608.6473 | 94316.0687 | 93967.2543 | 96838.1847 | 97758.0267 | 103626.7067 | 101060.7025 | 105436.6658 | 103690.7552
Region | Technology | 2023-24 | 2024-25 | 2025-26 | 2026-27 | 2027-28 | 2028-29 | 2029-30 | 2030-31 | 2031-32 | 2032-33 | 2033-34 | 2034-35 | 2035-36 | 2036-37 | 2037-38 | 2038-39 | 2039-40 | 2040-41 | 2041-42 | 2042-43 | 2043-44 | 2044-45 | 2045-46 | 2046-47 | 2047-48 | 2048-49 | 2049-50
QLD1 | Black Coal | 42762.2197 | 39129.4016 | 40246.0311 | 36771.3341 | 32441.3648 | 25355.966 | 24356.4279 | 16704.3398 | 15822.684 | 12370.8267 | 9290.5002 | 8950.8357 | 7728.275 | 8186.7661 | 8205.1105 | 7398.0017 | 4102.1892 | 1640.7047 | 1624.7222 | 0 | 0 | 0 | 0 | 0 | 0 | 0 | 0
QLD1 | Brown Coal | 0 | 0 | 0 | 0 | 0 | 0 | 0 | 0 | 0 | 0 | 0 | 0 | 0 | 0 | 0 | 0 | 0 | 0 | 0 | 0 | 0 | 0 | 0 | 0 | 0 | 0 | 0
QLD1 | CCGT | 1022.8518 | 854.7645 | 1661.8914 | 2486.159 | 2707.6695 | 3064.8852 | 3446.8168 | 3943.7977 | 3747.1096 | 3608.1959 | 4997.4372 | 5499.4537 | 4529.9148 | 3584.7036 | 3468.049 | 3557.4604 | 3125.6263 | 2786.0812 | 2321.1142 | 2620.2319 | 3010.6058 | 2456.8276 | 1334.1129 | 979.6981 | 967.8966 | 956.1307 | 970.2492
QLD1 | Gas - Steam | 0 | 0 | 0 | 0 | 0 | 0 | 0 | 0 | 0 | 0 | 0 | 0 | 0 | 0 | 0 | 0 | 0 | 0 | 0 | 0 | 0 | 0 | 0 | 0 | 0 | 0 | 0
QLD1 | OCGT / Diesel | 2.4406 | 0.00027426 | 2.5827 | 18.3081 | 24.1994 | 19.3333 | 9.8021 | 416.6456 | 390.2062 | 443.5508 | 1298.1203 | 1398.8603 | 1226.7713 | 1500.2757 | 1172.9342 | 946.5276 | 2012.3732 | 1705.9646 | 819.2124 | 1471.2088 | 1877.8631 | 1295.1748 | 1866.6168 | 2841.2663 | 1252.1337 | 3299.2819 | 2509.251
QLD1 | Hydro | 726.8875 | 727.0913 | 745.5251 | 714.4812 | 728.4715 | 740.6396 | 735.2463 | 725.6419 | 722.0895 | 726.3244 | 721.7359 | 712.4994 | 704.3308 | 693.7899 | 215.3059 | 211.9159 | 162.043 | 152.408 | 143.0387 | 0 | 0 | 0 | 0 | 0 | 0 | 0 | 0
QLD1 | Hydrogen Turbine | 0 | 0 | 0 | 0 | 0 | 0 | 0 | 0 | 0 | 0 | 0 | 0 | 0 | 0 | 0 | 0 | 0 | 0 | 0 | 0 | 0 | 0 | 0 | 0 | 0 | 0 | 0
QLD1 | Wind | 4044.0337 | 7894.1426 | 8333.7355 | 9996.9269 | 14350.5549 | 23921.7658 | 23684.4369 | 28730.8262 | 28228.0495 | 32074.4604 | 33393.5921 | 33207.0885 | 32611.6663 | 34698.6959 | 40577.2993 | 40074.7073 | 39668.0781 | 38347.8572 | 40091.1628 | 41088.7796 | 42467.9073 | 40217.3197 | 42296.4693 | 53549.4068 | 53795.9082 | 57533.8023 | 54994.6315
QLD1 | Solar PV | 8590.7329 | 7997.4003 | 8739.3198 | 8841.6965 | 8571.4189 | 7995.9114 | 8849.0967 | 10410.942 | 11908.5531 | 13447.9385 | 16806.655 | 17985.6923 | 17830.0925 | 17540.6957 | 18774.7482 | 21959.7602 | 33592.7475 | 37118.6329 | 38836.9145 | 54867.6317 | 54074.2245 | 51276.0975 | 52088.5894 | 50126.4013 | 52745.4638 | 57355.0002 | 60305.6793
QLD1 | Grid Battery | 53.6311 | 53.4747 | 54.4775 | 55.0743 | 55.2049 | 1803.6532 | 1810.3664 | 2360.7215 | 2426.7551 | 3821.5828 | 4874.816 | 4860.4583 | 4838.2478 | 4908.0567 | 4272.8901 | 4526.941 | 7285.4967 | 7489.3336 | 9756.5713 | 16128.7534 | 15524.2676 | 15124.3246 | 15436.6208 | 12946.1456 | 13540.7994 | 14782.6621 | 14683.9442
QLD1 | Pumped Hydro | 430.6928 | 675.1504 | 668.78 | 905.9363 | 942.2507 | 855.729 | 997.5652 | 1248.2439 | 1262.3428 | 1177.5472 | 1454.2976 | 1404.5666 | 1552.693 | 1412.1059 | 4171.5371 | 4785.1956 | 5931.1162 | 5641.8668 | 5763.4611 | 5723.2624 | 5347.2303 | 4975.721 | 4568.1109 | 5362.655 | 5134.9413 | 5171.1047 | 4755.5461
QLD1 | VPP | 51.3312 | 108.9071 | 192.8484 | 301.0675 | 406.99 | 522.0908 | 722.1334 | 903.8113 | 1051.6173 | 1239.968 | 1473.4655 | 1689.541 | 1896.4238 | 2151.5874 | 2244.381 | 2470.2666 | 2655.024 | 2801.9478 | 2942.3113 | 3138.4402 | 3260.6448 | 3332.5215 | 3533.0894 | 3556.1836 | 3669.2559 | 3748.9456 | 3883.6887
Total excluding storage |  | 57684.8212 | 57440.3327 | 60645.1914 | 60090.9838 | 60228.1248 | 64279.9742 | 64611.8916 | 65444.9699 | 65559.4072 | 68910.3947 | 74310.6197 | 75708.9958 | 72918.4153 | 74676.677 | 83102.2553 | 85930.7762 | 98534.6943 | 97684.7967 | 102298.5084 | 125038.308 | 125562.7434 | 118677.9867 | 121123.6095 | 129361.7566 | 131106.3988 | 142846.9276 | 142102.9901
Region | Technology | 2023-24 | 2024-25 | 2025-26 | 2026-27 | 2027-28 | 2028-29 | 2029-30 | 2030-31 | 2031-32 | 2032-33 | 2033-34 | 2034-35 | 2035-36 | 2036-37 | 2037-38 | 2038-39 | 2039-40 | 2040-41 | 2041-42 | 2042-43 | 2043-44 | 2044-45 | 2045-46 | 2046-47 | 2047-48 | 2048-49 | 2049-50
VIC1 | Black Coal | 0 | 0 | 0 | 0 | 0 | 0 | 0 | 0 | 0 | 0 | 0 | 0 | 0 | 0 | 0 | 0 | 0 | 0 | 0 | 0 | 0 | 0 | 0 | 0 | 0 | 0 | 0
VIC1 | Brown Coal | 29012.6693 | 25355.8334 | 23686.965 | 18399.9436 | 19149.8505 | 15940.1697 | 10172.0119 | 6594.4594 | 5192.7675 | 0 | 0 | 0 | 0 | 0 | 0 | 0 | 0 | 0 | 0 | 0 | 0 | 0 | 0 | 0 | 0 | 0 | 0
VIC1 | CCGT | 0 | 0 | 0 | 0 | 0 | 0 | 0 | 0 | 0 | 0 | 0 | 0 | 0 | 0 | 0 | 0 | 0 | 0 | 0 | 0 | 0 | 0 | 0 | 0 | 0 | 0 | 0
VIC1 | Gas - Steam | 16.9353 | 18.3041 | 70.2473 | 159.5656 | 111.4575 | 225.2745 | 188.7321 | 1080.9651 | 306.2254 | 1015.9601 | 857.1899 | 881.2643 | 605.1929 | 728.4469 | 769.9044 | 563.903 | 0 | 0 | 0 | 0 | 0 | 0 | 0 | 0 | 0 | 0 | 0
VIC1 | OCGT / Diesel | 22.9955 | 15.9837 | 39.0785 | 142.8247 | 84.0328 | 137.8593 | 82.9492 | 422.7656 | 113.5678 | 657.0721 | 575.3614 | 1372.6582 | 802.9817 | 864.6341 | 1541.1668 | 958.0315 | 2625.0191 | 1644.6055 | 1520.5156 | 1485.1709 | 3045.6408 | 2486.4702 | 2762.5079 | 4128.2418 | 2569.1665 | 3848.7447 | 2985.9503
VIC1 | Hydro | 2748.3997 | 3335.6234 | 3444.558 | 3265.9111 | 2732.8336 | 4098.7892 | 3418.737 | 2955.2744 | 2954.6777 | 2697.8198 | 3296.5689 | 3403.3452 | 3240.5319 | 2709.1518 | 4074.2845 | 3406.8903 | 2951.0058 | 2949.1224 | 2685.9019 | 3284.1141 | 3403.9955 | 3222.0157 | 2713.6643 | 4070.5956 | 4077.1084 | 4069.0432 | 4064.1206
VIC1 | Hydrogen Turbine | 0 | 0 | 0 | 0 | 0 | 0 | 0 | 0 | 0 | 0 | 0 | 0 | 0 | 0 | 0 | 0 | 0 | 0 | 0 | 0 | 0 | 0 | 0 | 0 | 0 | 0 | 0
VIC1 | Wind | 10176.7747 | 12842.6799 | 13205.4829 | 15089.2433 | 15236.0718 | 15903.6345 | 18722.9399 | 20644.3205 | 24726.7206 | 24006.1422 | 27021.7755 | 29038.3231 | 31663.0729 | 35384.6618 | 36705.5845 | 40770.0016 | 41399.3243 | 47077.0739 | 43297.9654 | 45857.4784 | 45849.445 | 45684.5019 | 46963.6871 | 46722.7933 | 50134.6679 | 49847.2609 | 54492.1693
VIC1 | Solar PV | 2206.4303 | 1886.7686 | 1901.9179 | 1928.4845 | 1907.8061 | 1875.7927 | 1847.4263 | 1795.1631 | 1793.6281 | 4976.597 | 4915.3937 | 5018.354 | 5140.6582 | 5094.8078 | 4610.1258 | 4659.3567 | 4937.8484 | 4400.4765 | 6768.7219 | 6935.8001 | 9611.0736 | 10827.9161 | 11378.311 | 10060.0952 | 10381.983 | 11092.9241 | 10247.5139
VIC1 | Grid Battery | 160.3042 | 149.2972 | 174.4851 | 171.3574 | 164.7209 | 156.2997 | 154.8418 | 361.5281 | 346.2809 | 2138.6563 | 1983.6773 | 1845.1453 | 1856.1768 | 1702.5333 | 1565.7713 | 1522.4324 | 1505.5742 | 1220.0449 | 2560.8198 | 2657.4826 | 2592.3007 | 3284.1673 | 3266.3222 | 3050.5772 | 3193.1885 | 3006.9225 | 2532.8927
VIC1 | Pumped Hydro | 0 | 0 | 0.00069545 | 0.0015205 | 0.0015369 | 0.0014983 | 0.0015919 | 0.0030271 | 0.0030692 | 0.003289 | 0.0032676 | 0.0044896 | 0.0059774 | 0.0059655 | 91.8876 | 92.0666 | 90.8335 | 463.2252 | 509.0796 | 687.9973 | 700.0076 | 709.6691 | 1040.6622 | 942.8134 | 996.131 | 951.7577 | 901.1664
VIC1 | VPP | 40.6781 | 94.3633 | 210.2221 | 318.3833 | 446.3149 | 530.9576 | 687.1907 | 779.4875 | 875.6212 | 946.6968 | 1102.1098 | 1203.4366 | 1404.705 | 1549.824 | 1615.7367 | 1700.3876 | 1780.4548 | 1670.726 | 1880.3038 | 1895.5367 | 1909.2098 | 2096.697 | 2231.7882 | 2164.0862 | 2379.5478 | 2381.0768 | 2237.4203
Total excluding storage |  | 44385.187 | 43698.8536 | 42732.9576 | 39475.715 | 39833.0896 | 38868.7786 | 35274.8306 | 34633.9666 | 36309.4923 | 36438.9476 | 39752.0799 | 42762.5311 | 44713.3254 | 48034.0658 | 50974.4616 | 53673.0698 | 55290.0601 | 59425.2744 | 59223.3079 | 62803.5801 | 67111.6729 | 68311.4373 | 70356.9429 | 71139.2026 | 73731.793 | 75197.7299 | 77461.2336
Region | Technology | 2023-24 | 2024-25 | 2025-26 | 2026-27 | 2027-28 | 2028-29 | 2029-30 | 2030-31 | 2031-32 | 2032-33 | 2033-34 | 2034-35 | 2035-36 | 2036-37 | 2037-38 | 2038-39 | 2039-40 | 2040-41 | 2041-42 | 2042-43 | 2043-44 | 2044-45 | 2045-46 | 2046-47 | 2047-48 | 2048-49 | 2049-50
SA1 | Black Coal | 0 | 0 | 0 | 0 | 0 | 0 | 0 | 0 | 0 | 0 | 0 | 0 | 0 | 0 | 0 | 0 | 0 | 0 | 0 | 0 | 0 | 0 | 0 | 0 | 0 | 0 | 0
SA1 | Brown Coal | 0 | 0 | 0 | 0 | 0 | 0 | 0 | 0 | 0 | 0 | 0 | 0 | 0 | 0 | 0 | 0 | 0 | 0 | 0 | 0 | 0 | 0 | 0 | 0 | 0 | 0 | 0
SA1 | CCGT | 1073.3425 | 746.4447 | 1154.8989 | 711.721 | 700.0515 | 1003.189 | 978.6169 | 1370.9215 | 958.0637 | 1131.7509 | 1312.4279 | 1530.9275 | 1030.038 | 1125.5529 | 0 | 0 | 0 | 0 | 0 | 0 | 0 | 0 | 0 | 0 | 0 | 0 | 0
SA1 | Gas - Steam | 95.3376 | 89.2208 | 268.2115 | 0 | 0 | 0 | 0 | 0 | 0 | 0 | 0 | 0 | 0 | 0 | 0 | 0 | 0 | 0 | 0 | 0 | 0 | 0 | 0 | 0 | 0 | 0 | 0
SA1 | OCGT / Diesel | 166.5269 | 150.4248 | 304.2764 | 207.003 | 178.5855 | 259.6687 | 245.9624 | 513.7194 | 319.772 | 429.6522 | 562.3604 | 843.2345 | 440.9587 | 478.4456 | 721.5266 | 607.9965 | 951.0915 | 685.0031 | 446.4216 | 526.921 | 913.6962 | 343.9341 | 293.7245 | 232.2766 | 144.8576 | 207.7832 | 182.1573
SA1 | Hydro | 0 | 0 | 0 | 0 | 0 | 0 | 0 | 0 | 0 | 0 | 0 | 0 | 0 | 0 | 0 | 0 | 0 | 0 | 0 | 0 | 0 | 0 | 0 | 0 | 0 | 0 | 0
SA1 | Hydrogen Turbine | 0 | 0 | 0 | 0 | 0 | 0 | 0 | 0 | 0 | 0 | 0 | 0 | 0 | 0 | 0 | 0 | 0 | 0 | 0 | 0 | 0 | 0 | 0 | 0 | 0 | 0 | 0
SA1 | Wind | 6750.0891 | 7911.665 | 7667.5157 | 9914.4187 | 9810.6373 | 11630.9843 | 11976.6713 | 11650.6607 | 12592.0463 | 11883.7663 | 12273.4333 | 11068.2078 | 11916.3407 | 11431.7457 | 12206.2255 | 12234.8641 | 11036.7751 | 11746.6665 | 10726.8723 | 12183.4489 | 10955.193 | 12998.0287 | 12098.2573 | 15507.7619 | 17599.297 | 17815.9272 | 19660.9434
SA1 | Solar PV | 1292.7069 | 1111.1696 | 1140.5557 | 1094.9067 | 1112.4928 | 1081.0008 | 1042.4816 | 1000.3846 | 999.7546 | 2310.8366 | 2231.7666 | 3123.9695 | 3086.6653 | 3292.25 | 3952.065 | 3940.9597 | 4248.7215 | 5513.6911 | 9191.602 | 9008.1064 | 12587.4557 | 12408.6491 | 13754.8889 | 11943.441 | 11725.5129 | 12146.8438 | 11625.4208
SA1 | Grid Battery | 184.3587 | 188.0008 | 181.7684 | 178.7729 | 178.919 | 175.3387 | 172.9067 | 225.9904 | 217.9557 | 1227.8705 | 1174.8326 | 1125.3282 | 1510.0725 | 1524.0418 | 1605.7431 | 1588.6683 | 1602.1057 | 1971.2906 | 3987.3263 | 3653.0783 | 5034.0284 | 5007.4583 | 5587.5454 | 4489.3044 | 4212.9364 | 4112.2905 | 3509.9944
SA1 | Pumped Hydro | 0 | 0 | 0.00066911 | 0.00095915 | 0.0009842 | 0.00097776 | 0.0010142 | 0.0013245 | 0.0013699 | 0.0013561 | 0.0013518 | 0.001388 | 0.0017405 | 0.001783 | 0.0021008 | 0.0021072 | 0.002248 | 0.0025561 | 0.0028652 | 0.0027825 | 0.0028797 | 0.0036014 | 0.0036771 | 0.0035446 | 0.0035989 | 0.0036587 | 0.0039273
SA1 | VPP | 70.4828 | 100.8606 | 129.3305 | 153.0774 | 182.7464 | 211.6643 | 263.7954 | 307.9198 | 357.6417 | 426.6827 | 507.4161 | 556.8541 | 626.1954 | 698.4332 | 733.1456 | 782.962 | 832.9196 | 816.3958 | 933.2055 | 958.8085 | 1009.7427 | 1055.5187 | 1170.3955 | 1128.798 | 1112.318 | 1170.4441 | 1109.0365
Total excluding storage |  | 9632.8444 | 10297.7863 | 10846.5578 | 12259.9008 | 12163.4335 | 14361.8468 | 14680.4354 | 15069.5978 | 15445.2353 | 17410.5607 | 18062.2381 | 18248.5229 | 18610.2725 | 18550.4711 | 19218.7079 | 19155.4529 | 18671.6158 | 20733.0497 | 25285.4305 | 26330.3658 | 30500.1189 | 31813.5925 | 32904.8154 | 33301.5854 | 34794.9256 | 35453.2924 | 36087.5563
Region | Technology | 2023-24 | 2024-25 | 2025-26 | 2026-27 | 2027-28 | 2028-29 | 2029-30 | 2030-31 | 2031-32 | 2032-33 | 2033-34 | 2034-35 | 2035-36 | 2036-37 | 2037-38 | 2038-39 | 2039-40 | 2040-41 | 2041-42 | 2042-43 | 2043-44 | 2044-45 | 2045-46 | 2046-47 | 2047-48 | 2048-49 | 2049-50
TAS1 | Black Coal | 0 | 0 | 0 | 0 | 0 | 0 | 0 | 0 | 0 | 0 | 0 | 0 | 0 | 0 | 0 | 0 | 0 | 0 | 0 | 0 | 0 | 0 | 0 | 0 | 0 | 0 | 0
TAS1 | Brown Coal | 0 | 0 | 0 | 0 | 0 | 0 | 0 | 0 | 0 | 0 | 0 | 0 | 0 | 0 | 0 | 0 | 0 | 0 | 0 | 0 | 0 | 0 | 0 | 0 | 0 | 0 | 0
TAS1 | CCGT | 0 | 0 | 0 | 0 | 0 | 0 | 0 | 0 | 0 | 0 | 0 | 0 | 0 | 0 | 0 | 0 | 0 | 0 | 0 | 0 | 0 | 0 | 0 | 0 | 0 | 0 | 0
TAS1 | Gas - Steam | 0 | 0 | 0 | 0 | 0 | 0 | 0 | 0 | 0 | 0 | 0 | 0 | 0 | 0 | 0 | 0 | 0 | 0 | 0 | 0 | 0 | 0 | 0 | 0 | 0 | 0 | 0
TAS1 | OCGT / Diesel | 5.9317e-05 | 0.00012091 | 0.00012837 | 0.18451 | 0.00014108 | 0.00014933 | 1.087 | 3.9284 | 3.2591 | 15.5341 | 12.6251 | 30.0803 | 12.5041 | 9.4591 | 23.1391 | 13.7502 | 35.8741 | 7.6938 | 7.08 | 7.6602 | 8.8754 | 4.5302 | 3.689 | 2.1912 | 3.9244 | 7.5366 | 6.2121
TAS1 | Hydro | 12020.9488 | 8964.8218 | 9094.9969 | 8771.4008 | 7300.6225 | 7286.5067 | 9179.4968 | 9237.7484 | 10034.9644 | 10402.7587 | 11009.4764 | 10487.325 | 9288.0212 | 8630.3456 | 9188.0267 | 8681.5383 | 8181.4255 | 7238.8442 | 7715.4748 | 8749.0832 | 8367.8366 | 7858.8092 | 8158.1745 | 9224.7424 | 8623.1002 | 8258.4832 | 7716.5213
TAS1 | Hydrogen Turbine | 0 | 0 | 0 | 0 | 0 | 0 | 0 | 0 | 0 | 0 | 0 | 0 | 0 | 0 | 0 | 0 | 0 | 0 | 0 | 0 | 0 | 0 | 0 | 0 | 0 | 0 | 0
TAS1 | Wind | 1869.2334 | 4560.5356 | 4867.3559 | 4900.6334 | 6396.3842 | 6977.0594 | 10022.3944 | 9807.6323 | 12449.0597 | 12247.1401 | 11730.9113 | 12030.6007 | 12120.7942 | 12501.184 | 11902.209 | 11417.4487 | 11199.2148 | 11914.2103 | 11744.6146 | 11474.1922 | 11815.3888 | 11825.9872 | 12257.026 | 11911.1951 | 11590.7103 | 11252.2396 | 12082.9617
TAS1 | Solar PV | 0 | 0.00030986 | 0.00030683 | 0.00034803 | 0.00033184 | 0.00028101 | 0.00030397 | 0.00041585 | 0.00039609 | 0.0010647 | 0.0011439 | 0.0012248 | 0.0012295 | 0.0011933 | 0.0010197 | 0.0010564 | 0.0017942 | 205.3885 | 213.6732 | 247.6555 | 228.4695 | 242.1712 | 241.8063 | 204.015 | 232.3545 | 233.1749 | 213.8177
TAS1 | Grid Battery | 0 | 0.00063795 | 0.00074393 | 0.00084329 | 0.0010072 | 0.0010278 | 0.001217 | 0.0019983 | 0.0025472 | 0.0027265 | 0.0027519 | 0.0028376 | 0.0030894 | 0.0031719 | 0.003629 | 0.0036665 | 0.0039334 | 0.0050857 | 0.0058072 | 0.0057411 | 0.0064395 | 0.0082708 | 0.0082341 | 0.0076746 | 0.0082771 | 0.0087286 | 0.0099355
TAS1 | Pumped Hydro | 0 | 0 | 0.001111 | 0.0012051 | 0.00139 | 0.0016164 | 0.0021361 | 52.2214 | 559.2368 | 905.5131 | 902.8491 | 912.4314 | 1273.5081 | 1240.7923 | 1392.9215 | 1222.7634 | 1309.8604 | 1095.8098 | 1127.7269 | 1163.7976 | 1136.8618 | 1284.9617 | 1238.5079 | 1318.8649 | 1234.3388 | 1182.5918 | 1115.3666
TAS1 | VPP | 0.43823 | 4.0549 | 5.8312 | 10.1535 | 16.6239 | 25.5882 | 36.4521 | 47.6506 | 66.9308 | 70.903 | 82.6534 | 87.0825 | 97.8278 | 101.9526 | 111.1655 | 111.8458 | 132.1616 | 106.8864 | 130.32 | 126.1563 | 128.4744 | 145.7762 | 141.6734 | 153.6771 | 155.0179 | 164.6013 | 150.7186
Total excluding storage |  | 13890.6206 | 13529.4134 | 13968.1863 | 13682.3746 | 13713.6335 | 14289.1573 | 19239.434 | 19149.1834 | 23113.4537 | 23641.8528 | 23738.5192 | 23547.524 | 22792.6598 | 22483.738 | 22617.4665 | 21447.3512 | 20858.542 | 20568.8381 | 20938.8953 | 21768.5508 | 21685.9129 | 21362.244 | 22040.8853 | 22814.6933 | 21839.4543 | 21098.6362 | 21285.6079
Explicitly modelled pumping
Region | Technology | 2023-24 | 2024-25 | 2025-26 | 2026-27 | 2027-28 | 2028-29 | 2029-30 | 2030-31 | 2031-32 | 2032-33 | 2033-34 | 2034-35 | 2035-36 | 2036-37 | 2037-38 | 2038-39 | 2039-40 | 2040-41 | 2041-42 | 2042-43 | 2043-44 | 2044-45 | 2045-46 | 2046-47 | 2047-48 | 2048-49 | 2049-50
NEM | Grid Battery pump | 495.9165 | 494.3876 | 1105.5159 | 1676.1451 | 3311.963 | 6103.3484 | 6333.4994 | 7559.6732 | 7455.4462 | 13261.637 | 13962.5166 | 13541.5911 | 14118.0102 | 13952.8499 | 12876.1858 | 13065.1255 | 19297.8153 | 19484.043 | 27874.6013 | 34851.2285 | 35025.796 | 36940.5106 | 37442.7865 | 31989.383 | 31445.3505 | 34119.2153 | 32624.3811
NEM | Pumped Hydro Pump | 1285.3972 | 2244.9544 | 3255.4205 | 4789.5108 | 5666.8637 | 6539.1215 | 7740.5394 | 9894.7714 | 11059.9638 | 10728.4342 | 11905.797 | 11219.8846 | 12980.1845 | 12824.3606 | 16543.5137 | 16261.5783 | 16646.7133 | 15564.1412 | 16683.3898 | 17057.6735 | 15100.3268 | 14980.3102 | 15062.1566 | 16983.9689 | 15545.9826 | 14851.3133 | 13200.0855
NEM | VPP pump | 258.9976 | 520.1247 | 923.768 | 1345.6744 | 1813.7713 | 2221.2381 | 2960.8136 | 3574.4812 | 4152.9985 | 4817.1238 | 5719.861 | 6428.8731 | 7372.3056 | 8212.255 | 8618.8274 | 9286.4031 | 9992.9835 | 10041.8965 | 10953.4925 | 11284.2665 | 11553.456 | 12260.549 | 13034.6572 | 12722.5754 | 13267.0137 | 13735.8329 | 13790.6668
Region | Technology | 2023-24 | 2024-25 | 2025-26 | 2026-27 | 2027-28 | 2028-29 | 2029-30 | 2030-31 | 2031-32 | 2032-33 | 2033-34 | 2034-35 | 2035-36 | 2036-37 | 2037-38 | 2038-39 | 2039-40 | 2040-41 | 2041-42 | 2042-43 | 2043-44 | 2044-45 | 2045-46 | 2046-47 | 2047-48 | 2048-49 | 2049-50
NSW1 | Grid Battery pump | 24.4001 | 29.8316 | 618.0853 | 1195.8581 | 2837.3663 | 3538.7086 | 3763.1645 | 4015.2573 | 3848.1477 | 4608.7455 | 4292.0406 | 4096.7153 | 4254.7434 | 4160.834 | 3895.7083 | 3867.2391 | 6800.462 | 6577.226 | 8254.3489 | 7773.0943 | 7155.494 | 8755.0167 | 8144.7286 | 7325.8802 | 6194.2017 | 7766.5597 | 7674.9731
NSW1 | Pumped Hydro Pump | 667.8132 | 1285.049 | 2325.8583 | 3538.2 | 4361.0158 | 5380.209 | 6384.4899 | 8126.9044 | 8593.2464 | 7948.6486 | 8756.5339 | 8117.3177 | 9228.0444 | 9262.1382 | 9042.8071 | 8244.8027 | 7000.3446 | 5948.1665 | 6974.943 | 7032.0117 | 5708.2718 | 5786.1994 | 5909.8062 | 7051.0059 | 5792.2139 | 5192.338 | 4369.4925
NSW1 | VPP pump | 67.8342 | 157.0456 | 289.9671 | 425.9664 | 573.3219 | 705.2451 | 948.4209 | 1176.9435 | 1380.1712 | 1661.7449 | 1997.336 | 2261.3637 | 2642.0046 | 2917.5331 | 3077.6179 | 3321.4785 | 3652.9466 | 3675.4475 | 4041.7348 | 4073.8172 | 4133.6247 | 4469.443 | 4696.9116 | 4494.8609 | 4648.3532 | 4966.1394 | 5112.9447
Region | Technology | 2023-24 | 2024-25 | 2025-26 | 2026-27 | 2027-28 | 2028-29 | 2029-30 | 2030-31 | 2031-32 | 2032-33 | 2033-34 | 2034-35 | 2035-36 | 2036-37 | 2037-38 | 2038-39 | 2039-40 | 2040-41 | 2041-42 | 2042-43 | 2043-44 | 2044-45 | 2045-46 | 2046-47 | 2047-48 | 2048-49 | 2049-50
QLD1 | Grid Battery pump | 63.668 | 63.6604 | 65.0327 | 65.386 | 65.7202 | 2172.319 | 2180.4169 | 2843.4845 | 2932.2112 | 4594.377 | 5876.3625 | 5864.3606 | 5821.6676 | 5906.433 | 5166.4393 | 5443.0633 | 8768.343 | 9046.3503 | 11753.4785 | 19442.559 | 18693.9398 | 18219.3957 | 18580.3572 | 15631.7961 | 16276.5839 | 17827.787 | 17669.2497
QLD1 | Pumped Hydro Pump | 617.5841 | 959.9053 | 929.5589 | 1251.306 | 1305.8428 | 1158.9071 | 1356.0432 | 1699.149 | 1723.7151 | 1595.43 | 1955.9642 | 1892.7738 | 2091.056 | 1907.8186 | 5568.7798 | 6280.7957 | 7809.285 | 7536.944 | 7582.3416 | 7568.1947 | 6991.1616 | 6574.5134 | 6110.9562 | 6999.5472 | 6777.6413 | 6891.9098 | 6177.2547
QLD1 | VPP pump | 60.2222 | 128.126 | 227.4992 | 353.5783 | 478.8118 | 614.2244 | 849.5687 | 1063.3075 | 1240.5885 | 1455.394 | 1734.613 | 1990.0693 | 2230.516 | 2528.3513 | 2648.449 | 2901.6675 | 3120.0852 | 3302.7524 | 3460.3123 | 3692.589 | 3835.7068 | 3920.757 | 4154.3784 | 4187.763 | 4311.9453 | 4414.049 | 4563.3086
Region | Technology | 2023-24 | 2024-25 | 2025-26 | 2026-27 | 2027-28 | 2028-29 | 2029-30 | 2030-31 | 2031-32 | 2032-33 | 2033-34 | 2034-35 | 2035-36 | 2036-37 | 2037-38 | 2038-39 | 2039-40 | 2040-41 | 2041-42 | 2042-43 | 2043-44 | 2044-45 | 2045-46 | 2046-47 | 2047-48 | 2048-49 | 2049-50
VIC1 | Grid Battery pump | 190.3784 | 178.3194 | 207.6862 | 203.4464 | 196.6809 | 185.4864 | 184.8528 | 432.8871 | 416.0911 | 2579.11 | 2384.4443 | 2229.4277 | 2225.395 | 2052.5865 | 1882.4764 | 1836.5207 | 1809.1913 | 1477.9505 | 3076.3001 | 3221.7239 | 3121.879 | 3938.2645 | 3961.0998 | 3649.6217 | 3872.9869 | 3597.0259 | 3051.6775
VIC1 | Pumped Hydro Pump | 0 | 0 | 0.00091834 | 0.0019979 | 0.002032 | 0.0019613 | 0.0021059 | 0.003972 | 0.0040542 | 0.004324 | 0.0042961 | 0.0059142 | 0.0078534 | 0.0079015 | 120.9047 | 121.7176 | 118.9405 | 617.3049 | 662.0436 | 916.2362 | 910.0861 | 933.7751 | 1386.2407 | 1223.5957 | 1326.4595 | 1236.5517 | 1185.7453
VIC1 | VPP pump | 47.7248 | 111.34 | 247.4694 | 374.0949 | 526.4208 | 623.3115 | 808.7325 | 916.7712 | 1032.7418 | 1113.4169 | 1294.7628 | 1419.5483 | 1648.4351 | 1824.1704 | 1900.0186 | 2007.6541 | 2087.4544 | 1973.5666 | 2204.1154 | 2238.3414 | 2246.4705 | 2458.0625 | 2635.5111 | 2536.1056 | 2810.3537 | 2790.381 | 2632.3486
Region | Technology | 2023-24 | 2024-25 | 2025-26 | 2026-27 | 2027-28 | 2028-29 | 2029-30 | 2030-31 | 2031-32 | 2032-33 | 2033-34 | 2034-35 | 2035-36 | 2036-37 | 2037-38 | 2038-39 | 2039-40 | 2040-41 | 2041-42 | 2042-43 | 2043-44 | 2044-45 | 2045-46 | 2046-47 | 2047-48 | 2048-49 | 2049-50
SA1 | Grid Battery pump | 217.4701 | 222.5756 | 214.7109 | 211.4536 | 212.1944 | 206.8332 | 205.0638 | 268.0419 | 258.9932 | 1479.4012 | 1409.6661 | 1351.0841 | 1816.2005 | 1832.9927 | 1931.5575 | 1918.2981 | 1919.8143 | 2382.5103 | 4790.4669 | 4413.8446 | 6054.4754 | 6027.8239 | 6756.591 | 5382.0759 | 5101.5681 | 4927.8324 | 4228.469
SA1 | Pumped Hydro Pump | 0 | 0 | 0.0008818 | 0.0012607 | 0.0013007 | 0.0012809 | 0.0013405 | 0.0017378 | 0.0018037 | 0.0017858 | 0.0017793 | 0.0018233 | 0.0022898 | 0.0023513 | 0.0027597 | 0.0027773 | 0.0029514 | 0.0033796 | 0.0037549 | 0.0036736 | 0.0037791 | 0.0047403 | 0.0048543 | 0.0046473 | 0.0047544 | 0.0047901 | 0.0051767
SA1 | VPP pump | 82.716 | 118.8304 | 151.9826 | 180.0911 | 215.5576 | 248.455 | 311.1837 | 361.4223 | 420.7549 | 503.1244 | 595.9351 | 655.0027 | 736.7005 | 821.6861 | 862.5242 | 924.0092 | 977.028 | 963.6299 | 1094.7244 | 1130.3263 | 1187.2981 | 1240.8073 | 1380.2114 | 1324.0194 | 1312.9307 | 1372.6716 | 1304.7489
Region | Technology | 2023-24 | 2024-25 | 2025-26 | 2026-27 | 2027-28 | 2028-29 | 2029-30 | 2030-31 | 2031-32 | 2032-33 | 2033-34 | 2034-35 | 2035-36 | 2036-37 | 2037-38 | 2038-39 | 2039-40 | 2040-41 | 2041-42 | 2042-43 | 2043-44 | 2044-45 | 2045-46 | 2046-47 | 2047-48 | 2048-49 | 2049-50
TAS1 | Grid Battery pump | 0 | 0.00075812 | 0.00088353 | 0.0010015 | 0.001197 | 0.0012207 | 0.0014465 | 0.0023735 | 0.0030333 | 0.0032469 | 0.0032737 | 0.0033809 | 0.0036697 | 0.0037794 | 0.0043129 | 0.0043626 | 0.004674 | 0.0060519 | 0.006902 | 0.0068251 | 0.0076532 | 0.009827 | 0.0098004 | 0.0091089 | 0.0098495 | 0.010357 | 0.011811
TAS1 | Pumped Hydro Pump | 0 | 0 | 0.0014673 | 0.001585 | 0.0018344 | 0.0021226 | 0.0028214 | 68.7123 | 742.9965 | 1184.3495 | 1193.2928 | 1209.7853 | 1661.074 | 1654.3935 | 1811.0194 | 1614.2595 | 1718.1402 | 1461.7224 | 1464.0578 | 1541.2273 | 1490.8035 | 1685.8175 | 1655.1486 | 1709.8155 | 1649.663 | 1530.509 | 1467.5878
TAS1 | VPP pump | 0.5004 | 4.7827 | 6.8497 | 11.9436 | 19.6593 | 30.002 | 42.9077 | 56.0367 | 78.7421 | 83.4435 | 97.2141 | 102.8891 | 114.6494 | 120.5141 | 130.2176 | 131.5938 | 155.4692 | 126.5001 | 152.6056 | 149.1926 | 150.3558 | 171.4793 | 167.6447 | 179.8265 | 183.4308 | 192.5919 | 177.316
Non-controllable capacity
Region | Technology | 2023-24 | 2024-25 | 2025-26 | 2026-27 | 2027-28 | 2028-29 | 2029-30 | 2030-31 | 2031-32 | 2032-33 | 2033-34 | 2034-35 | 2035-36 | 2036-37 | 2037-38 | 2038-39 | 2039-40 | 2040-41 | 2041-42 | 2042-43 | 2043-44 | 2044-45 | 2045-46 | 2046-47 | 2047-48 | 2048-49 | 2049-50
NEM | Distributed PV | 26560.6016 | 29104.0967 | 31473.6633 | 37081.5432 | 40418.5958 | 38926.5586 | 43592.2929 | 48229.3969 | 51979.7521 | 54755.1652 | 55953.7685 | 56902.3907 | 63643.8244 | 66153.9262 | 61300.8009 | 66595.7504 | 71779.8603 | 75487.274 | 77777.5549 | 77977.9251 | 77783.2771 | 85452.7067 | 87607.0329 | 80381.6538 | 86543.9253 | 92200.6928 | 95960.9879
NEM | Behind the meter battery | 657.5137 | 1006.7447 | 1317.3393 | 1566.0098 | 1773.1566 | 1890.8424 | 2143.9911 | 2489.4047 | 2789.0704 | 3113.0752 | 3597.6322 | 4070.11 | 4511.1194 | 4860.9793 | 5165.9009 | 5364.9705 | 5454.5291 | 5447.6237 | 5401.3096 | 5348.7634 | 5404.7881 | 5430.708 | 5462.7544 | 5462.5562 | 5467.5685 | 5397.6579 | 5331.7203
NEM | Behind the meter battery pump | 773.9288 | 1184.9284 | 1550.1053 | 1843.1255 | 2087.3228 | 2225.0785 | 2523.5712 | 2929.616 | 3282.4864 | 3663.3641 | 4233.7384 | 4790.7173 | 5309.6304 | 5721.7019 | 6080.1627 | 6314.2799 | 6420.1964 | 6410.0458 | 6358.28 | 6294.3025 | 6360.4049 | 6392.115 | 6428.6141 | 6430.2842 | 6436.1891 | 6354.3022 | 6274.968
Region | Technology | 2023-24 | 2024-25 | 2025-26 | 2026-27 | 2027-28 | 2028-29 | 2029-30 | 2030-31 | 2031-32 | 2032-33 | 2033-34 | 2034-35 | 2035-36 | 2036-37 | 2037-38 | 2038-39 | 2039-40 | 2040-41 | 2041-42 | 2042-43 | 2043-44 | 2044-45 | 2045-46 | 2046-47 | 2047-48 | 2048-49 | 2049-50
NSW1 | Distributed PV | 8462.3385 | 9458.3162 | 10159.0762 | 12271.5737 | 13113.6881 | 12546.804 | 13815.0616 | 15639.2599 | 17348.1141 | 17854.1428 | 18611.9033 | 18922.4793 | 21829.4782 | 22416.5655 | 20726.2835 | 22104.3897 | 24295.3559 | 26132.7136 | 26218.1837 | 26660.5244 | 26477.5898 | 29878.3743 | 30218.882 | 27626.6637 | 29170.2276 | 31670.4989 | 33704.5634
NSW1 | Behind the meter battery | 236.0997 | 340.3977 | 426.8203 | 496.5989 | 552.178 | 593.1144 | 678.601 | 795.0042 | 915.6299 | 1045.6392 | 1229.8005 | 1397.7866 | 1551.5025 | 1674.213 | 1770.8636 | 1835.975 | 1865.6994 | 1856.8353 | 1844.8207 | 1833.1068 | 1857.9164 | 1869.6097 | 1877.4406 | 1875.4554 | 1868.3381 | 1847.8317 | 1820.6144
NSW1 | Behind the meter battery pump | 277.8328 | 400.6658 | 502.3022 | 584.3175 | 650.1429 | 698.0717 | 798.8828 | 935.9349 | 1077.2855 | 1230.342 | 1446.9719 | 1644.5885 | 1826.2437 | 1970.4983 | 2083.9438 | 2160.393 | 2196.8689 | 2184.5941 | 2172.0639 | 2156.8121 | 2185.7851 | 2201.4161 | 2209.4144 | 2207.8793 | 2199.915 | 2174.9865 | 2143.0425
Region | Technology | 2023-24 | 2024-25 | 2025-26 | 2026-27 | 2027-28 | 2028-29 | 2029-30 | 2030-31 | 2031-32 | 2032-33 | 2033-34 | 2034-35 | 2035-36 | 2036-37 | 2037-38 | 2038-39 | 2039-40 | 2040-41 | 2041-42 | 2042-43 | 2043-44 | 2044-45 | 2045-46 | 2046-47 | 2047-48 | 2048-49 | 2049-50
QLD1 | Distributed PV | 8227.6935 | 8801.311 | 9863.4451 | 11475.6724 | 12457.4377 | 11268.4695 | 13105.084 | 14471.0511 | 16095.1163 | 16714.6015 | 16849.2773 | 17798.0916 | 19695.8152 | 20424.5671 | 17788.0739 | 19963.1524 | 21368.2537 | 23094.2817 | 23468.3879 | 23181.6046 | 24006.8726 | 26011.0707 | 26622.9939 | 22900.3003 | 25459.338 | 26869.7455 | 28762.9682
QLD1 | Behind the meter battery | 170.7366 | 271.0266 | 364.6122 | 433.5151 | 491.3321 | 537.9626 | 628.6386 | 744.6914 | 834.1762 | 930.9932 | 1074.1494 | 1213.5721 | 1346.8461 | 1448.2671 | 1535.4985 | 1600.0345 | 1631.782 | 1631.2572 | 1608.2973 | 1592.3827 | 1609.1851 | 1612.6466 | 1621.0805 | 1616.2546 | 1614.1068 | 1594.795 | 1578.9698
QLD1 | Behind the meter battery pump | 200.9896 | 319.0374 | 429.0447 | 510.4005 | 578.2214 | 632.9301 | 739.7227 | 876.2329 | 981.9917 | 1095.8935 | 1264.3808 | 1428.9002 | 1585.3756 | 1705.2134 | 1807.0518 | 1884.0736 | 1919.9871 | 1919.529 | 1893.1536 | 1873.7884 | 1893.7201 | 1897.3207 | 1907.6047 | 1902.393 | 1900.3283 | 1877.9375 | 1857.7419
Region | Technology | 2023-24 | 2024-25 | 2025-26 | 2026-27 | 2027-28 | 2028-29 | 2029-30 | 2030-31 | 2031-32 | 2032-33 | 2033-34 | 2034-35 | 2035-36 | 2036-37 | 2037-38 | 2038-39 | 2039-40 | 2040-41 | 2041-42 | 2042-43 | 2043-44 | 2044-45 | 2045-46 | 2046-47 | 2047-48 | 2048-49 | 2049-50
VIC1 | Distributed PV | 5927.2192 | 6615.7267 | 7089.2973 | 8452.9512 | 9493.9945 | 9691.0714 | 10721.6826 | 11762.0101 | 11872.7118 | 13025.0994 | 13231.2584 | 12987.9308 | 14324.1638 | 15011.5217 | 14621.0269 | 15763.9665 | 16944.6695 | 16846.5259 | 18190.4559 | 18283.4941 | 17708.0148 | 19320.8985 | 20019.7175 | 19388.6033 | 20772.1582 | 22108.9801 | 21761.2072
VIC1 | Behind the meter battery | 143.293 | 255.764 | 357.528 | 445.5417 | 520.1297 | 534.0202 | 574.5348 | 646.8898 | 695.0103 | 741.5967 | 840.8801 | 953.3033 | 1060.5591 | 1150.0707 | 1245.2576 | 1291.8352 | 1313.6739 | 1317.4793 | 1309.5395 | 1283.2305 | 1289.176 | 1299.8888 | 1310.3468 | 1322.1048 | 1335.0646 | 1315.6099 | 1298.5463
VIC1 | Behind the meter battery pump | 168.7049 | 300.9657 | 420.6293 | 524.3864 | 612.3835 | 628.4616 | 676.2866 | 761.0496 | 817.9236 | 872.5457 | 989.6107 | 1122.4325 | 1248.0938 | 1353.2335 | 1466.2928 | 1520.0169 | 1546.0309 | 1550.041 | 1541.089 | 1510.2224 | 1517.4149 | 1529.652 | 1542.0634 | 1556.6244 | 1571.0173 | 1548.7907 | 1528.2244
Region | Technology | 2023-24 | 2024-25 | 2025-26 | 2026-27 | 2027-28 | 2028-29 | 2029-30 | 2030-31 | 2031-32 | 2032-33 | 2033-34 | 2034-35 | 2035-36 | 2036-37 | 2037-38 | 2038-39 | 2039-40 | 2040-41 | 2041-42 | 2042-43 | 2043-44 | 2044-45 | 2045-46 | 2046-47 | 2047-48 | 2048-49 | 2049-50
SA1 | Distributed PV | 3601.2396 | 3836.6945 | 3940.5566 | 4383.5313 | 4811.2285 | 4846.7445 | 5330.4758 | 5678.8981 | 5951.7698 | 6386.844 | 6448.2993 | 6380.437 | 6890.5661 | 7363.0567 | 7215.5741 | 7772.2023 | 8117.152 | 8332.5404 | 8752.0675 | 8666.5061 | 8424.5566 | 8962.749 | 9436.6247 | 9153.8367 | 9787.2603 | 10128.2605 | 10296.799
SA1 | Behind the meter battery | 89.6576 | 114.2984 | 136.4992 | 153.4714 | 168.7112 | 182.0004 | 212.3649 | 244.9938 | 278.8759 | 319.969 | 366.7485 | 408.2686 | 445.0039 | 472.6485 | 491.7265 | 509.3402 | 512.972 | 511.5296 | 508.7854 | 510.011 | 516.6645 | 516.2922 | 519.8793 | 515.4168 | 516.5139 | 506.6341 | 502.8644
SA1 | Behind the meter battery pump | 105.5364 | 134.5421 | 160.6012 | 180.616 | 198.5417 | 214.1386 | 250.02 | 288.3253 | 328.3143 | 376.4625 | 431.505 | 480.4342 | 523.687 | 556.4807 | 578.644 | 599.3439 | 603.8566 | 602.2642 | 599.156 | 600.4794 | 608.3176 | 607.9903 | 611.8434 | 606.4216 | 607.6875 | 596.3267 | 592.1078
Region | Technology | 2023-24 | 2024-25 | 2025-26 | 2026-27 | 2027-28 | 2028-29 | 2029-30 | 2030-31 | 2031-32 | 2032-33 | 2033-34 | 2034-35 | 2035-36 | 2036-37 | 2037-38 | 2038-39 | 2039-40 | 2040-41 | 2041-42 | 2042-43 | 2043-44 | 2044-45 | 2045-46 | 2046-47 | 2047-48 | 2048-49 | 2049-50
TAS1 | Distributed PV | 342.1107 | 392.0482 | 421.2881 | 497.8146 | 542.247 | 573.4692 | 619.9889 | 678.1777 | 712.0401 | 774.4775 | 813.0302 | 813.4519 | 903.8011 | 938.2152 | 949.8426 | 992.0395 | 1054.4291 | 1081.2124 | 1148.4599 | 1185.7959 | 1166.2433 | 1279.6142 | 1308.8147 | 1312.2497 | 1354.9412 | 1423.2078 | 1435.4501
TAS1 | Behind the meter battery | 17.7268 | 25.258 | 31.8796 | 36.8828 | 40.8056 | 43.7449 | 49.8517 | 57.8255 | 65.3781 | 74.8771 | 86.0537 | 97.1794 | 107.2079 | 115.78 | 122.5546 | 127.7856 | 130.4018 | 130.5224 | 129.8666 | 130.0323 | 131.846 | 132.2708 | 134.0073 | 133.3247 | 133.5451 | 132.7872 | 130.7254
TAS1 | Behind the meter battery pump | 20.8652 | 29.7174 | 37.5279 | 43.4051 | 48.0333 | 51.4765 | 58.6591 | 68.0734 | 76.9713 | 88.1205 | 101.27 | 114.362 | 126.2303 | 136.2759 | 144.2303 | 150.4525 | 153.4529 | 153.6175 | 152.8175 | 153.0002 | 155.1672 | 155.7358 | 157.6882 | 156.9658 | 157.2412 | 156.2607 | 153.8514

## BaseCase_Capacity
Installed capacity by technology (MW) - BaseCase, Step Change Scenario
Capacity calculated on 1 July. In early study years some wind and solar projects enter later in the financial year and are therefore reflected in the following financial year's capacity.
Explicitly modelled generation
Region | Technology | 2023-24 | 2024-25 | 2025-26 | 2026-27 | 2027-28 | 2028-29 | 2029-30 | 2030-31 | 2031-32 | 2032-33 | 2033-34 | 2034-35 | 2035-36 | 2036-37 | 2037-38 | 2038-39 | 2039-40 | 2040-41 | 2041-42 | 2042-43 | 2043-44 | 2044-45 | 2045-46 | 2046-47 | 2047-48 | 2048-49 | 2049-50
NEM | Black Coal | 16456 | 16456 | 15756 | 12176 | 10156 | 8277 | 7312 | 5912 | 5912 | 5182 | 3082 | 3082 | 3082 | 3082 | 3082 | 3082 | 852 | 426 | 426 | 0 | 0 | 0 | 0 | 0 | 0 | 0 | 0
NEM | Brown Coal | 4820 | 4820 | 4120 | 3370 | 3370 | 2810 | 1720 | 1160 | 1160 | 0 | 0 | 0 | 0 | 0 | 0 | 0 | 0 | 0 | 0 | 0 | 0 | 0 | 0 | 0 | 0 | 0 | 0
NEM | CCGT | 2954.9 | 2774.9 | 2774.9 | 2774.9 | 2774.9 | 2774.9 | 2774.9 | 2774.9 | 2774.9 | 2774.9 | 2774.9 | 2774.9 | 2774.9 | 2389.9 | 1860.9 | 1860.9 | 1716.5 | 1716.5 | 1716.5 | 1716.5 | 1276.5 | 1276.5 | 632 | 388 | 388 | 388 | 388
NEM | Gas - Steam | 1300 | 1300 | 1300 | 500 | 500 | 500 | 500 | 500 | 500 | 500 | 500 | 500 | 500 | 500 | 500 | 500 | 0 | 0 | 0 | 0 | 0 | 0 | 0 | 0 | 0 | 0 | 0
NEM | OCGT / Diesel | 7382.159 | 8132.1595 | 8132.1595 | 8132.1595 | 8132.1595 | 8244.2013 | 8244.2013 | 7861.7013 | 7861.7013 | 7584.8415 | 6991.3415 | 6995.1516 | 7979.6408 | 7979.6408 | 9556.8681 | 9556.8681 | 9116.8682 | 8996.8682 | 9405.9426 | 9311.9426 | 10218.5974 | 11133.1545 | 11133.1545 | 12732.5625 | 12148.5625 | 14675.4425 | 14156.4425
NEM | Hydro | 7492.42 | 7492.42 | 7492.42 | 7492.42 | 7492.42 | 7492.42 | 7492.42 | 7492.42 | 7492.42 | 7492.42 | 7492.42 | 7492.42 | 7492.42 | 7492.42 | 7406.02 | 7406.02 | 7406.02 | 7406.02 | 7406.02 | 7340.02 | 7340.02 | 7340.02 | 7340.02 | 7340.02 | 7340.02 | 7340.02 | 7340.02
NEM | Hydrogen Turbine | 0 | 0 | 0 | 0 | 0 | 0 | 0 | 0 | 0 | 0 | 0 | 0 | 0 | 0 | 0 | 0 | 0 | 0 | 0 | 0 | 0 | 0 | 0 | 0 | 0 | 0 | 0
NEM | Wind | 10055.738 | 16115.7235 | 16167.5856 | 18447.7311 | 23331.2317 | 28525.623 | 30288.9821 | 33387.7319 | 34179.9105 | 36590.7358 | 38929.6447 | 39514.0278 | 41693.4604 | 42910.8887 | 46938.7488 | 47210.3018 | 48190.3465 | 49554.4585 | 49894.2779 | 52923.3836 | 53864.0455 | 53278.4655 | 52701.7752 | 60518.0218 | 63102.1917 | 65940.525 | 66821.0333
NEM | Solar PV | 9052.829 | 9912.9306 | 10759.8224 | 10759.8233 | 10759.8248 | 11538.4172 | 12436.4518 | 14803.9783 | 15289.8031 | 18333.6942 | 20673.2987 | 22040.4811 | 22040.4811 | 21919.4812 | 26463.861 | 27362.9869 | 37038.409 | 42306.3932 | 47826.2655 | 56151.5044 | 60838.3753 | 60915.9634 | 61585.5943 | 66767.2811 | 66686.6758 | 70191.1868 | 75310.6703
NEM | Grid Battery | 1004.93 | 1004.9327 | 1431.8921 | 1431.8949 | 2056.5068 | 3324.2757 | 3399.2758 | 3732.0951 | 3785.0055 | 6196.1246 | 6797.4097 | 6772.4098 | 7012.1271 | 6962.1272 | 7067.2117 | 7067.2118 | 9754.0887 | 10141.2793 | 13824.625 | 17036.3455 | 17589.4231 | 19122.5186 | 18685.5622 | 19015.2379 | 18390.6269 | 20090.0211 | 20015.0357
NEM | Pumped Hydro | 810 | 810 | 1533.4326 | 1533.4334 | 3573.4335 | 3755.0562 | 3755.0565 | 3787.4493 | 4027.085 | 4309.6511 | 4448.1129 | 4448.1158 | 4689.6284 | 4689.6284 | 6412.0079 | 6412.0079 | 7027.29 | 7231.1256 | 7231.1258 | 7331.777 | 7348.8695 | 7453.7396 | 7625.7559 | 8380.1961 | 8380.1962 | 8393.7932 | 8393.7933
NEM | VPP | 318.73 | 623.03 | 1035.46 | 1538.9 | 2142.79 | 2807.6 | 3819.27 | 4674.27 | 5519.2001 | 6499.25 | 7698.5399 | 9010.2399 | 10339.3001 | 11714.6999 | 13054.31 | 14363.1999 | 15318.2998 | 16214.4898 | 16978.9203 | 17751.1898 | 18511.9699 | 19307.4097 | 20087.2598 | 20907.45 | 21712.49 | 22566.1805 | 23396.9398
Total excluding storage |  | 61647.706 | 69442.0963 | 70503.6721 | 68157.2622 | 74289.2663 | 80049.4933 | 81742.5574 | 86086.5458 | 88502.0254 | 95463.6172 | 99387.6674 | 102629.7459 | 107603.9578 | 109640.7861 | 122341.9274 | 124821.4963 | 136419.8222 | 143993.1346 | 154709.6771 | 169562.6629 | 176987.8007 | 179827.7713 | 179791.1218 | 196048.7695 | 198148.7631 | 209585.169 | 215821.9349
Region | Technology | 2023-24 | 2024-25 | 2025-26 | 2026-27 | 2027-28 | 2028-29 | 2029-30 | 2030-31 | 2031-32 | 2032-33 | 2033-34 | 2034-35 | 2035-36 | 2036-37 | 2037-38 | 2038-39 | 2039-40 | 2040-41 | 2041-42 | 2042-43 | 2043-44 | 2044-45 | 2045-46 | 2046-47 | 2047-48 | 2048-49 | 2049-50
NSW1 | Black Coal | 8330 | 8330 | 8330 | 5450 | 4130 | 3445 | 2760 | 2760 | 2760 | 2760 | 1390 | 1390 | 1390 | 1390 | 1390 | 1390 | 0 | 0 | 0 | 0 | 0 | 0 | 0 | 0 | 0 | 0 | 0
NSW1 | Brown Coal | 0 | 0 | 0 | 0 | 0 | 0 | 0 | 0 | 0 | 0 | 0 | 0 | 0 | 0 | 0 | 0 | 0 | 0 | 0 | 0 | 0 | 0 | 0 | 0 | 0 | 0 | 0
NSW1 | CCGT | 440 | 440 | 440 | 440 | 440 | 440 | 440 | 440 | 440 | 440 | 440 | 440 | 440 | 440 | 440 | 440 | 440 | 440 | 440 | 440 | 0 | 0 | 0 | 0 | 0 | 0 | 0
NSW1 | Gas - Steam | 0 | 0 | 0 | 0 | 0 | 0 | 0 | 0 | 0 | 0 | 0 | 0 | 0 | 0 | 0 | 0 | 0 | 0 | 0 | 0 | 0 | 0 | 0 | 0 | 0 | 0 | 0
NSW1 | OCGT / Diesel | 1888.999 | 2638.9994 | 2638.9994 | 2638.9994 | 2638.9994 | 2638.9994 | 2638.9994 | 2638.9994 | 2638.9994 | 2638.9994 | 2638.9994 | 2638.9994 | 2638.9994 | 2638.9994 | 3319.687 | 3319.687 | 3319.6871 | 3319.6871 | 3319.6871 | 3319.6871 | 3319.6871 | 2470.6881 | 2470.6881 | 3404.7759 | 3404.7759 | 3404.7759 | 3404.7759
NSW1 | Hydro | 2525 | 2525 | 2525 | 2525 | 2525 | 2525 | 2525 | 2525 | 2525 | 2525 | 2525 | 2525 | 2525 | 2525 | 2525 | 2525 | 2525 | 2525 | 2525 | 2525 | 2525 | 2525 | 2525 | 2525 | 2525 | 2525 | 2525
NSW1 | Hydrogen Turbine | 0 | 0 | 0 | 0 | 0 | 0 | 0 | 0 | 0 | 0 | 0 | 0 | 0 | 0 | 0 | 0 | 0 | 0 | 0 | 0 | 0 | 0 | 0 | 0 | 0 | 0 | 0
NSW1 | Wind | 1886.96 | 4698.9354 | 4750.7974 | 5594.1045 | 9092.208 | 9704.0761 | 9962.2936 | 10460.7467 | 10460.7467 | 11041.546 | 11749.239 | 11857.3149 | 13591.9682 | 13994.1964 | 14509.3272 | 14306.8473 | 14528.9475 | 14697.1429 | 14607.7476 | 16473.5065 | 16938.7238 | 16938.724 | 17025.1426 | 18089.2479 | 19458.1114 | 19834.0885 | 20020.8955
NSW1 | Solar PV | 3745.541 | 4459.6421 | 5306.5326 | 5306.5326 | 5306.5341 | 5945.2045 | 6813.6651 | 8439.4421 | 8439.4421 | 8503.9158 | 9257.7319 | 9257.7321 | 9257.7321 | 9257.7322 | 11019.3829 | 11378.044 | 13680.6786 | 15313.289 | 16812.6897 | 17710.5717 | 17778.7477 | 17778.7477 | 17778.7477 | 19398.8188 | 19708.8999 | 21067.0969 | 23268.1215
NSW1 | Grid Battery | 50 | 50.0018 | 476.9609 | 476.9611 | 1101.5727 | 1501.5727 | 1576.5727 | 1576.5735 | 1576.5737 | 1822.4964 | 1822.4964 | 1822.4964 | 1822.497 | 1772.497 | 1772.497 | 1772.4971 | 3062.7287 | 3062.7293 | 3438.6119 | 3533.825 | 3533.8263 | 4161.1381 | 3734.1819 | 4063.8599 | 3439.2486 | 4182.7383 | 4107.7497
NSW1 | Pumped Hydro | 240 | 240 | 713.4313 | 713.4313 | 2753.4314 | 2753.4314 | 2753.4315 | 2753.4315 | 2753.4315 | 2753.4315 | 2753.4315 | 2753.4315 | 2753.4315 | 2753.4315 | 2753.4325 | 2753.4325 | 2753.4325 | 2753.4325 | 2753.4325 | 2753.4326 | 2753.4326 | 2753.4332 | 2753.4332 | 2753.4345 | 2753.4346 | 2753.4346 | 2753.4346
NSW1 | VPP | 97.18 | 193.89 | 321.47 | 477.31 | 663.94 | 884.26 | 1223.6 | 1508.4199 | 1818.1601 | 2178.94 | 2618.45 | 3090.16 | 3561.6901 | 4049.33 | 4508.48 | 4960.7201 | 5286.7 | 5588.1199 | 5842.6702 | 6109.57 | 6370.5701 | 6645.5899 | 6914.0398 | 7197.4098 | 7473.8901 | 7766.0502 | 8050.0099
Total excluding storage |  | 19203.68 | 23576.4687 | 25503.1915 | 23622.3389 | 28651.6855 | 29837.5441 | 30693.5621 | 33102.6132 | 33412.3534 | 34664.3291 | 35195.3482 | 35775.1344 | 37981.3184 | 38821.1866 | 42237.8067 | 42846.2279 | 45597.1744 | 47699.4008 | 49739.839 | 52865.5928 | 53219.9876 | 53273.3211 | 53201.2334 | 57432.5468 | 58763.3605 | 61533.1844 | 64129.987
Region | Technology | 2023-24 | 2024-25 | 2025-26 | 2026-27 | 2027-28 | 2028-29 | 2029-30 | 2030-31 | 2031-32 | 2032-33 | 2033-34 | 2034-35 | 2035-36 | 2036-37 | 2037-38 | 2038-39 | 2039-40 | 2040-41 | 2041-42 | 2042-43 | 2043-44 | 2044-45 | 2045-46 | 2046-47 | 2047-48 | 2048-49 | 2049-50
QLD1 | Black Coal | 8126 | 8126 | 7426 | 6726 | 6026 | 4832 | 4552 | 3152 | 3152 | 2422 | 1692 | 1692 | 1692 | 1692 | 1692 | 1692 | 852 | 426 | 426 | 0 | 0 | 0 | 0 | 0 | 0 | 0 | 0
QLD1 | Brown Coal | 0 | 0 | 0 | 0 | 0 | 0 | 0 | 0 | 0 | 0 | 0 | 0 | 0 | 0 | 0 | 0 | 0 | 0 | 0 | 0 | 0 | 0 | 0 | 0 | 0 | 0 | 0
QLD1 | CCGT | 1597.9 | 1597.9 | 1597.9 | 1597.9 | 1597.9 | 1597.9 | 1597.9 | 1597.9 | 1597.9 | 1597.9 | 1597.9 | 1597.9 | 1597.9 | 1212.9 | 1212.9 | 1212.9 | 1068.5 | 1068.5 | 1068.5 | 1068.5 | 1068.5 | 1068.5 | 424 | 180 | 180 | 180 | 180
QLD1 | Gas - Steam | 0 | 0 | 0 | 0 | 0 | 0 | 0 | 0 | 0 | 0 | 0 | 0 | 0 | 0 | 0 | 0 | 0 | 0 | 0 | 0 | 0 | 0 | 0 | 0 | 0 | 0 | 0
QLD1 | OCGT / Diesel | 1954.5 | 1954.5 | 1954.5 | 1954.5 | 1954.5 | 2066.5417 | 2066.5417 | 2066.5417 | 2066.5417 | 2066.5417 | 1643.0417 | 1526.0417 | 1526.0417 | 1526.0418 | 2422.5814 | 2422.5814 | 2422.5815 | 2422.5815 | 2422.5815 | 2422.5815 | 2422.5815 | 2422.5815 | 2422.5815 | 3241.9017 | 3241.9017 | 5768.7817 | 5249.7817
QLD1 | Hydro | 152.4 | 152.4 | 152.4 | 152.4 | 152.4 | 152.4 | 152.4 | 152.4 | 152.4 | 152.4 | 152.4 | 152.4 | 152.4 | 152.4 | 66 | 66 | 66 | 66 | 66 | 0 | 0 | 0 | 0 | 0 | 0 | 0 | 0
QLD1 | Hydrogen Turbine | 0 | 0 | 0 | 0 | 0 | 0 | 0 | 0 | 0 | 0 | 0 | 0 | 0 | 0 | 0 | 0 | 0 | 0 | 0 | 0 | 0 | 0 | 0 | 0 | 0 | 0 | 0
QLD1 | Wind | 1133.518 | 2453.3324 | 2453.3324 | 2956.7398 | 4106.5195 | 7247.4479 | 7247.4479 | 8932.0407 | 8942.5091 | 10347.4526 | 11368.2381 | 11369.8789 | 11369.8789 | 11369.879 | 13447.4189 | 13447.4189 | 13447.4189 | 13764.7913 | 14194.0059 | 15064.3927 | 15443.4462 | 14990.4462 | 14947.2462 | 19364.2899 | 20033.7856 | 20682.3447 | 21020.7142
QLD1 | Solar PV | 3646.985 | 3792.985 | 3792.9857 | 3792.9857 | 3792.9857 | 3932.9077 | 3962.4817 | 4704.2296 | 5196.1743 | 5966.7822 | 7552.5705 | 8272.9636 | 8272.9636 | 8151.9636 | 10219.4655 | 10759.9302 | 17667.5595 | 20119.1959 | 20657.2235 | 28027.7368 | 27862.7685 | 27661.6685 | 28362.7911 | 31334.1391 | 31022.6527 | 32292.4804 | 35074.0177
QLD1 | Grid Battery | 100 | 100.0002 | 100.0003 | 100.0005 | 100.0006 | 967.7695 | 967.7695 | 1198.2364 | 1251.1464 | 1861.7858 | 2518.4009 | 2518.4009 | 2518.4009 | 2518.4009 | 2518.4009 | 2518.4009 | 3912.6653 | 3912.6653 | 5042.1239 | 8158.6309 | 8158.6311 | 8158.631 | 8158.631 | 8158.6309 | 8158.6308 | 9114.5339 | 9114.5339
QLD1 | Pumped Hydro | 570 | 570 | 820.0003 | 820.0005 | 820.0005 | 1001.6229 | 1001.6229 | 1001.6229 | 1001.6229 | 1001.6229 | 1140.0847 | 1140.0848 | 1140.0848 | 1140.0848 | 2819.3629 | 2819.3629 | 3434.6449 | 3434.6449 | 3434.6449 | 3434.6449 | 3434.6449 | 3434.6449 | 3434.6449 | 4189.0838 | 4189.0838 | 4189.0838 | 4189.0838
QLD1 | VPP | 70.65 | 151.98 | 266.91 | 406.55 | 573.37 | 775 | 1088.95 | 1359.6801 | 1609.11 | 1901.09 | 2255.9299 | 2641.22 | 3035.73 | 3438.95 | 3828.0601 | 4218.1699 | 4496.1499 | 4751.3198 | 4961.6001 | 5182.0498 | 5399.3799 | 5623.0098 | 5842.4302 | 6071.3901 | 6296.3501 | 6536.04 | 6765.5898
Total excluding storage |  | 17351.953 | 18899.0975 | 18564.0287 | 18507.0764 | 19123.6764 | 22573.5898 | 22637.1138 | 24164.6515 | 24969.4045 | 27317.5752 | 29920.5659 | 30910.8898 | 31305.3998 | 31202.6199 | 38226.1896 | 39156.7642 | 47367.52 | 49965.6987 | 52272.6798 | 63358.5367 | 63789.9521 | 63359.4819 | 63592.3249 | 72539.4356 | 73122.4048 | 78763.2647 | 81593.7212
Region | Technology | 2023-24 | 2024-25 | 2025-26 | 2026-27 | 2027-28 | 2028-29 | 2029-30 | 2030-31 | 2031-32 | 2032-33 | 2033-34 | 2034-35 | 2035-36 | 2036-37 | 2037-38 | 2038-39 | 2039-40 | 2040-41 | 2041-42 | 2042-43 | 2043-44 | 2044-45 | 2045-46 | 2046-47 | 2047-48 | 2048-49 | 2049-50
VIC1 | Black Coal | 0 | 0 | 0 | 0 | 0 | 0 | 0 | 0 | 0 | 0 | 0 | 0 | 0 | 0 | 0 | 0 | 0 | 0 | 0 | 0 | 0 | 0 | 0 | 0 | 0 | 0 | 0
VIC1 | Brown Coal | 4820 | 4820 | 4120 | 3370 | 3370 | 2810 | 1720 | 1160 | 1160 | 0 | 0 | 0 | 0 | 0 | 0 | 0 | 0 | 0 | 0 | 0 | 0 | 0 | 0 | 0 | 0 | 0 | 0
VIC1 | CCGT | 0 | 0 | 0 | 0 | 0 | 0 | 0 | 0 | 0 | 0 | 0 | 0 | 0 | 0 | 0 | 0 | 0 | 0 | 0 | 0 | 0 | 0 | 0 | 0 | 0 | 0 | 0
VIC1 | Gas - Steam | 500 | 500 | 500 | 500 | 500 | 500 | 500 | 500 | 500 | 500 | 500 | 500 | 500 | 500 | 500 | 500 | 0 | 0 | 0 | 0 | 0 | 0 | 0 | 0 | 0 | 0 | 0
VIC1 | OCGT / Diesel | 1900 | 1900.0001 | 1900.0001 | 1900.0001 | 1900.0001 | 1900.0001 | 1900.0001 | 1900.0001 | 1900.0001 | 1900.0002 | 1730.0002 | 1850.8102 | 2915.2982 | 2915.2982 | 2915.2982 | 2915.2982 | 2475.2982 | 2475.2982 | 2884.3726 | 2790.3726 | 3439.7897 | 5413.3448 | 5413.3448 | 5413.3448 | 4829.3448 | 4829.3448 | 4829.3448
VIC1 | Hydro | 2264.02 | 2264.02 | 2264.02 | 2264.02 | 2264.02 | 2264.02 | 2264.02 | 2264.02 | 2264.02 | 2264.02 | 2264.02 | 2264.02 | 2264.02 | 2264.02 | 2264.02 | 2264.02 | 2264.02 | 2264.02 | 2264.02 | 2264.02 | 2264.02 | 2264.02 | 2264.02 | 2264.02 | 2264.02 | 2264.02 | 2264.02
VIC1 | Hydrogen Turbine | 0 | 0 | 0 | 0 | 0 | 0 | 0 | 0 | 0 | 0 | 0 | 0 | 0 | 0 | 0 | 0 | 0 | 0 | 0 | 0 | 0 | 0 | 0 | 0 | 0 | 0 | 0
VIC1 | Wind | 4121.91 | 5014.3248 | 5014.3248 | 5476.3443 | 5476.3444 | 5905.4425 | 6501.969 | 7359.7454 | 7759.7454 | 8159.7456 | 8773.9126 | 9248.579 | 9915.2459 | 10915.2459 | 11848.0463 | 12428.0463 | 13428.0462 | 14199.1964 | 14199.1964 | 14148.6466 | 14340.7039 | 14028.7055 | 13751.9965 | 14647.0061 | 14499.4583 | 15793.2848 | 15451.0735
VIC1 | Solar PV | 1081.573 | 1081.5732 | 1081.5732 | 1081.5739 | 1081.5739 | 1081.5739 | 1081.5739 | 1081.5745 | 1081.5745 | 2666.9653 | 2666.9653 | 2843.3881 | 2843.3881 | 2843.3881 | 2843.3881 | 2843.3882 | 3049.6048 | 3049.6048 | 4315.0058 | 4316.7067 | 6315.7258 | 6786.9787 | 6762.867 | 6952.9445 | 6952.9445 | 7575.6441 | 7533.0833
VIC1 | Grid Battery | 375.33 | 375.3304 | 375.3304 | 375.3324 | 375.3324 | 375.3324 | 375.3324 | 479.839 | 479.839 | 1531.2798 | 1475.9498 | 1475.9498 | 1475.9498 | 1475.9498 | 1475.9498 | 1475.9498 | 1475.9499 | 1475.95 | 2553.77 | 2553.77 | 2619.1363 | 3301.0516 | 3301.0517 | 3301.05 | 3301.0501 | 3301.0511 | 3301.0526
VIC1 | Pumped Hydro | 0 | 0 | 0.00028418 | 0.00063875 | 0.00064303 | 0.00064699 | 0.00068415 | 0.0012758 | 0.0012774 | 0.0014719 | 0.0014757 | 0.0020255 | 0.0024288 | 0.0024348 | 43.1027 | 43.1027 | 43.1027 | 246.9383 | 246.9383 | 347.5895 | 364.6819 | 364.6819 | 536.6981 | 536.6981 | 536.6981 | 550.2951 | 550.2951
VIC1 | VPP | 55.8 | 137.17 | 254.76 | 407.72 | 597.23 | 772.53 | 1024.9 | 1224.19 | 1402.07 | 1599.26 | 1857.38 | 2156.22 | 2463.1699 | 2788.1399 | 3128.7199 | 3444.1299 | 3686.7299 | 3923.1 | 4132.3601 | 4321.16 | 4507.69 | 4703.0901 | 4895.4999 | 5098.49 | 5298.7098 | 5511.8401 | 5721.1202
Total excluding storage |  | 15118.633 | 16092.4185 | 15510.0088 | 15374.9913 | 15564.5013 | 15608.8995 | 15367.796 | 15969.3704 | 16547.2504 | 18621.2723 | 19268.2293 | 20338.9691 | 22377.0743 | 23702.0443 | 25018.5251 | 25913.9351 | 26422.7518 | 27634.1077 | 30595.6632 | 30742.2654 | 33851.7475 | 36861.8726 | 36925.4779 | 38213.5536 | 37682.2256 | 39825.4801 | 39649.9895
Region | Technology | 2023-24 | 2024-25 | 2025-26 | 2026-27 | 2027-28 | 2028-29 | 2029-30 | 2030-31 | 2031-32 | 2032-33 | 2033-34 | 2034-35 | 2035-36 | 2036-37 | 2037-38 | 2038-39 | 2039-40 | 2040-41 | 2041-42 | 2042-43 | 2043-44 | 2044-45 | 2045-46 | 2046-47 | 2047-48 | 2048-49 | 2049-50
SA1 | Black Coal | 0 | 0 | 0 | 0 | 0 | 0 | 0 | 0 | 0 | 0 | 0 | 0 | 0 | 0 | 0 | 0 | 0 | 0 | 0 | 0 | 0 | 0 | 0 | 0 | 0 | 0 | 0
SA1 | Brown Coal | 0 | 0 | 0 | 0 | 0 | 0 | 0 | 0 | 0 | 0 | 0 | 0 | 0 | 0 | 0 | 0 | 0 | 0 | 0 | 0 | 0 | 0 | 0 | 0 | 0 | 0 | 0
SA1 | CCGT | 709 | 529 | 529 | 529 | 529 | 529 | 529 | 529 | 529 | 529 | 529 | 529 | 529 | 529 | 0 | 0 | 0 | 0 | 0 | 0 | 0 | 0 | 0 | 0 | 0 | 0 | 0
SA1 | Gas - Steam | 800 | 800 | 800 | 0 | 0 | 0 | 0 | 0 | 0 | 0 | 0 | 0 | 0 | 0 | 0 | 0 | 0 | 0 | 0 | 0 | 0 | 0 | 0 | 0 | 0 | 0 | 0
SA1 | OCGT / Diesel | 1460.66 | 1460.66 | 1460.66 | 1460.66 | 1460.66 | 1460.66 | 1460.66 | 1078.16 | 1078.16 | 801.3001 | 801.3001 | 801.3001 | 721.3009 | 721.3009 | 721.3009 | 721.3009 | 721.301 | 721.301 | 721.301 | 721.301 | 978.5385 | 768.5386 | 768.5386 | 614.5386 | 614.5386 | 614.5386 | 614.5386
SA1 | Hydro | 0 | 0 | 0 | 0 | 0 | 0 | 0 | 0 | 0 | 0 | 0 | 0 | 0 | 0 | 0 | 0 | 0 | 0 | 0 | 0 | 0 | 0 | 0 | 0 | 0 | 0 | 0
SA1 | Hydrogen Turbine | 0 | 0 | 0 | 0 | 0 | 0 | 0 | 0 | 0 | 0 | 0 | 0 | 0 | 0 | 0 | 0 | 0 | 0 | 0 | 0 | 0 | 0 | 0 | 0 | 0 | 0 | 0
SA1 | Wind | 2349.75 | 2787.4345 | 2787.4345 | 3257.3723 | 3225.368 | 3998.1101 | 4118.3633 | 4167.7413 | 4167.7413 | 4188.8506 | 4185.114 | 4185.114 | 3963.2264 | 3778.4264 | 4280.8154 | 4174.8483 | 3901.6401 | 3942.0825 | 3942.0826 | 4285.5925 | 4189.9263 | 4513.3445 | 4170.1445 | 5610.2325 | 6303.5911 | 6823.5614 | 7521.1047
SA1 | Solar PV | 578.73 | 578.7303 | 578.7309 | 578.7309 | 578.7309 | 578.731 | 578.731 | 578.7319 | 572.6119 | 1196.0301 | 1196.0302 | 1666.3965 | 1666.3965 | 1666.3965 | 2381.6237 | 2381.6237 | 2640.5646 | 3674.3027 | 5891.3458 | 5946.4883 | 8731.1325 | 8538.5674 | 8531.1874 | 8931.3776 | 8852.1776 | 9105.9618 | 9285.4443
SA1 | Grid Battery | 479.6 | 479.6002 | 479.6004 | 479.6007 | 479.6008 | 479.6008 | 479.6008 | 477.4452 | 477.4452 | 980.5613 | 980.5614 | 955.5614 | 1195.2781 | 1195.2781 | 1300.3624 | 1300.3624 | 1302.7433 | 1689.9331 | 2790.1174 | 2790.1176 | 3277.8274 | 3501.6951 | 3491.6951 | 3491.6946 | 3491.6947 | 3491.6947 | 3491.6962
SA1 | Pumped Hydro | 0 | 0 | 0.00015773 | 0.00034429 | 0.00035147 | 0.00035552 | 0.00036539 | 0.00048219 | 0.00048416 | 0.00049957 | 0.00050738 | 0.00051557 | 0.00061975 | 0.00062492 | 0.00075229 | 0.00075681 | 0.00078014 | 0.00085988 | 0.0009368 | 0.00095493 | 0.00098867 | 0.0011959 | 0.0011987 | 0.0012022 | 0.0012068 | 0.0012163 | 0.0012826
SA1 | VPP | 88.62 | 126.93 | 170.25 | 214.27 | 262.04 | 314.13 | 396.52 | 477.31 | 565.27 | 670.98 | 790.06 | 915.3 | 1040.16 | 1167.34 | 1287.02 | 1406.9399 | 1492.74 | 1574.29 | 1645.8199 | 1722.14 | 1798.65 | 1879.62 | 1959.37 | 2043.49 | 2126.73 | 2214.3501 | 2301.9099
Total excluding storage |  | 6466.36 | 6762.355 | 6805.676 | 6519.6343 | 6535.4001 | 7360.2322 | 7562.8754 | 7308.3888 | 7390.2289 | 8366.7227 | 8482.0661 | 9052.6724 | 9115.3626 | 9057.7425 | 9971.1232 | 9985.0761 | 10058.9897 | 11601.9102 | 14990.6676 | 15465.6404 | 18976.0757 | 19201.7667 | 18920.9367 | 20691.3344 | 21388.733 | 22250.1078 | 23214.6949
Region | Technology | 2023-24 | 2024-25 | 2025-26 | 2026-27 | 2027-28 | 2028-29 | 2029-30 | 2030-31 | 2031-32 | 2032-33 | 2033-34 | 2034-35 | 2035-36 | 2036-37 | 2037-38 | 2038-39 | 2039-40 | 2040-41 | 2041-42 | 2042-43 | 2043-44 | 2044-45 | 2045-46 | 2046-47 | 2047-48 | 2048-49 | 2049-50
TAS1 | Black Coal | 0 | 0 | 0 | 0 | 0 | 0 | 0 | 0 | 0 | 0 | 0 | 0 | 0 | 0 | 0 | 0 | 0 | 0 | 0 | 0 | 0 | 0 | 0 | 0 | 0 | 0 | 0
TAS1 | Brown Coal | 0 | 0 | 0 | 0 | 0 | 0 | 0 | 0 | 0 | 0 | 0 | 0 | 0 | 0 | 0 | 0 | 0 | 0 | 0 | 0 | 0 | 0 | 0 | 0 | 0 | 0 | 0
TAS1 | CCGT | 208 | 208 | 208 | 208 | 208 | 208 | 208 | 208 | 208 | 208 | 208 | 208 | 208 | 208 | 208 | 208 | 208 | 208 | 208 | 208 | 208 | 208 | 208 | 208 | 208 | 208 | 208
TAS1 | Gas - Steam | 0 | 0 | 0 | 0 | 0 | 0 | 0 | 0 | 0 | 0 | 0 | 0 | 0 | 0 | 0 | 0 | 0 | 0 | 0 | 0 | 0 | 0 | 0 | 0 | 0 | 0 | 0
TAS1 | OCGT / Diesel | 178 | 178 | 178 | 178 | 178 | 178 | 178 | 178 | 178 | 178.0001 | 178.0001 | 178.0001 | 178.0004 | 178.0004 | 178.0004 | 178.0004 | 178.0004 | 58.0004 | 58.0006 | 58.0006 | 58.0006 | 58.0015 | 58.0015 | 58.0015 | 58.0015 | 58.0015 | 58.0015
TAS1 | Hydro | 2551 | 2551 | 2551 | 2551 | 2551 | 2551 | 2551 | 2551 | 2551 | 2551 | 2551 | 2551 | 2551 | 2551 | 2551 | 2551 | 2551 | 2551 | 2551 | 2551 | 2551 | 2551 | 2551 | 2551 | 2551 | 2551 | 2551
TAS1 | Hydrogen Turbine | 0 | 0 | 0 | 0 | 0 | 0 | 0 | 0 | 0 | 0 | 0 | 0 | 0 | 0 | 0 | 0 | 0 | 0 | 0 | 0 | 0 | 0 | 0 | 0 | 0 | 0 | 0
TAS1 | Wind | 563.6 | 1161.6964 | 1161.6964 | 1163.1702 | 1430.7918 | 1670.5463 | 2458.9084 | 2467.4578 | 2849.168 | 2853.141 | 2853.141 | 2853.141 | 2853.141 | 2853.141 | 2853.141 | 2853.141 | 2884.2938 | 2951.2454 | 2951.2454 | 2951.2454 | 2951.2454 | 2807.2454 | 2807.2454 | 2807.2454 | 2807.2454 | 2807.2454 | 2807.2454
TAS1 | Solar PV | 0 | 0 | 0 | 0.00010239 | 0.00010252 | 0.00010271 | 0.00010491 | 0.00014217 | 0.0002456 | 0.00078019 | 0.00078265 | 0.00084762 | 0.00084861 | 0.00085106 | 0.00086321 | 0.00087066 | 0.0014903 | 150.0007 | 150.0007 | 150.0007 | 150.0007 | 150.001 | 150.001 | 150.001 | 150.001 | 150.0035 | 150.0035
TAS1 | Grid Battery | 0 | 0.00012514 | 0.00015482 | 0.00028795 | 0.00035721 | 0.00035831 | 0.00044608 | 0.00089069 | 0.0010685 | 0.0013113 | 0.0013188 | 0.0013229 | 0.0013328 | 0.0013436 | 0.0015119 | 0.0015281 | 0.0015406 | 0.001558 | 0.0018331 | 0.0018483 | 0.0020409 | 0.0026865 | 0.0026561 | 0.0026256 | 0.0027458 | 0.0030687 | 0.0033018
TAS1 | Pumped Hydro | 0 | 0 | 0.00052632 | 0.00058759 | 0.00068534 | 0.00078416 | 0.0010652 | 32.3931 | 272.0289 | 554.5947 | 554.5947 | 554.5969 | 796.109 | 796.109 | 796.1091 | 796.1091 | 796.1091 | 796.1091 | 796.1091 | 796.1091 | 796.1092 | 900.9784 | 900.9785 | 900.9785 | 900.9785 | 900.9785 | 900.9785
TAS1 | VPP | 6.48 | 13.06 | 22.07 | 33.05 | 46.21 | 61.68 | 85.3 | 104.67 | 124.59 | 148.98 | 176.72 | 207.34 | 238.55 | 270.94 | 302.03 | 333.24 | 355.98 | 377.66 | 396.47 | 416.27 | 435.68 | 456.1 | 475.92 | 496.67 | 516.81 | 537.9 | 558.31
Total excluding storage |  | 3507.08 | 4111.7565 | 4120.7671 | 4133.2212 | 4414.0029 | 4669.2276 | 5481.21 | 5541.522 | 6182.7881 | 6493.7179 | 6521.4579 | 6552.0802 | 6824.8027 | 6857.1927 | 6888.2829 | 6919.4929 | 6973.3864 | 7092.0171 | 7110.8276 | 7130.6276 | 7150.0378 | 7131.329 | 7151.1491 | 7171.8991 | 7192.0392 | 7213.1321 | 7233.5423
Explicitly modelled pumping
Region | Technology | 2023-24 | 2024-25 | 2025-26 | 2026-27 | 2027-28 | 2028-29 | 2029-30 | 2030-31 | 2031-32 | 2032-33 | 2033-34 | 2034-35 | 2035-36 | 2036-37 | 2037-38 | 2038-39 | 2039-40 | 2040-41 | 2041-42 | 2042-43 | 2043-44 | 2044-45 | 2045-46 | 2046-47 | 2047-48 | 2048-49 | 2049-50
NEM | Grid Battery pump | 954.93 | 954.9327 | 1381.8921 | 1381.8949 | 2006.5068 | 3274.2757 | 3349.2758 | 3682.0951 | 3735.0055 | 6146.1246 | 6747.4097 | 6722.4098 | 6962.1271 | 6912.1272 | 7017.2117 | 7017.2118 | 9704.0887 | 10091.2793 | 13774.625 | 16986.3455 | 17539.4231 | 19072.5186 | 18635.5622 | 18965.2379 | 18340.6269 | 20040.0211 | 19965.0357
NEM | Pumped Hydro Pump | 1310 | 1310 | 2033.4326 | 2033.4334 | 4073.4335 | 4255.0562 | 4255.0565 | 4287.4493 | 4527.085 | 4809.6511 | 4948.1129 | 4948.1158 | 5189.6284 | 5189.6284 | 6912.0079 | 6912.0079 | 7527.29 | 7731.1256 | 7731.1258 | 7831.777 | 7848.8695 | 7953.7396 | 8125.7559 | 8880.1961 | 8880.1962 | 8893.7932 | 8893.7933
NEM | VPP pump | 318.73 | 623.03 | 1035.46 | 1538.9 | 2142.79 | 2807.6 | 3819.27 | 4674.27 | 5519.2001 | 6499.25 | 7698.5399 | 9010.2399 | 10339.3001 | 11714.6999 | 13054.31 | 14363.1999 | 15318.2998 | 16214.4898 | 16978.9203 | 17751.1898 | 18511.9699 | 19307.4097 | 20087.2598 | 20907.45 | 21712.49 | 22566.1805 | 23396.9398
Region | Technology | 2023-24 | 2024-25 | 2025-26 | 2026-27 | 2027-28 | 2028-29 | 2029-30 | 2030-31 | 2031-32 | 2032-33 | 2033-34 | 2034-35 | 2035-36 | 2036-37 | 2037-38 | 2038-39 | 2039-40 | 2040-41 | 2041-42 | 2042-43 | 2043-44 | 2044-45 | 2045-46 | 2046-47 | 2047-48 | 2048-49 | 2049-50
NSW1 | Grid Battery pump | 50 | 50.0018 | 476.9609 | 476.9611 | 1101.5727 | 1501.5727 | 1576.5727 | 1576.5735 | 1576.5737 | 1822.4964 | 1822.4964 | 1822.4964 | 1822.497 | 1772.497 | 1772.497 | 1772.4971 | 3062.7287 | 3062.7293 | 3438.6119 | 3533.825 | 3533.8263 | 4161.1381 | 3734.1819 | 4063.8599 | 3439.2486 | 4182.7383 | 4107.7497
NSW1 | Pumped Hydro Pump | 840 | 840 | 1313.4313 | 1313.4313 | 3353.4314 | 3353.4314 | 3353.4315 | 3353.4315 | 3353.4315 | 3353.4315 | 3353.4315 | 3353.4315 | 3353.4315 | 3353.4315 | 3353.4325 | 3353.4325 | 3353.4325 | 3353.4325 | 3353.4325 | 3353.4326 | 3353.4326 | 3353.4332 | 3353.4332 | 3353.4345 | 3353.4346 | 3353.4346 | 3353.4346
NSW1 | VPP pump | 97.18 | 193.89 | 321.47 | 477.31 | 663.94 | 884.26 | 1223.6 | 1508.4199 | 1818.1601 | 2178.94 | 2618.45 | 3090.16 | 3561.6901 | 4049.33 | 4508.48 | 4960.7201 | 5286.7 | 5588.1199 | 5842.6702 | 6109.57 | 6370.5701 | 6645.5899 | 6914.0398 | 7197.4098 | 7473.8901 | 7766.0502 | 8050.0099
Region | Technology | 2023-24 | 2024-25 | 2025-26 | 2026-27 | 2027-28 | 2028-29 | 2029-30 | 2030-31 | 2031-32 | 2032-33 | 2033-34 | 2034-35 | 2035-36 | 2036-37 | 2037-38 | 2038-39 | 2039-40 | 2040-41 | 2041-42 | 2042-43 | 2043-44 | 2044-45 | 2045-46 | 2046-47 | 2047-48 | 2048-49 | 2049-50
QLD1 | Grid Battery pump | 100 | 100.0002 | 100.0003 | 100.0005 | 100.0006 | 967.7695 | 967.7695 | 1198.2364 | 1251.1464 | 1861.7858 | 2518.4009 | 2518.4009 | 2518.4009 | 2518.4009 | 2518.4009 | 2518.4009 | 3912.6653 | 3912.6653 | 5042.1239 | 8158.6309 | 8158.6311 | 8158.631 | 8158.631 | 8158.6309 | 8158.6308 | 9114.5339 | 9114.5339
QLD1 | Pumped Hydro Pump | 470 | 470 | 720.0003 | 720.0005 | 720.0005 | 901.6229 | 901.6229 | 901.6229 | 901.6229 | 901.6229 | 1040.0847 | 1040.0848 | 1040.0848 | 1040.0848 | 2719.3629 | 2719.3629 | 3334.6449 | 3334.6449 | 3334.6449 | 3334.6449 | 3334.6449 | 3334.6449 | 3334.6449 | 4089.0838 | 4089.0838 | 4089.0838 | 4089.0838
QLD1 | VPP pump | 70.65 | 151.98 | 266.91 | 406.55 | 573.37 | 775 | 1088.95 | 1359.6801 | 1609.11 | 1901.09 | 2255.9299 | 2641.22 | 3035.73 | 3438.95 | 3828.0601 | 4218.1699 | 4496.1499 | 4751.3198 | 4961.6001 | 5182.0498 | 5399.3799 | 5623.0098 | 5842.4302 | 6071.3901 | 6296.3501 | 6536.04 | 6765.5898
Region | Technology | 2023-24 | 2024-25 | 2025-26 | 2026-27 | 2027-28 | 2028-29 | 2029-30 | 2030-31 | 2031-32 | 2032-33 | 2033-34 | 2034-35 | 2035-36 | 2036-37 | 2037-38 | 2038-39 | 2039-40 | 2040-41 | 2041-42 | 2042-43 | 2043-44 | 2044-45 | 2045-46 | 2046-47 | 2047-48 | 2048-49 | 2049-50
VIC1 | Grid Battery pump | 375.33 | 375.3304 | 375.3304 | 375.3324 | 375.3324 | 375.3324 | 375.3324 | 479.839 | 479.839 | 1531.2798 | 1475.9498 | 1475.9498 | 1475.9498 | 1475.9498 | 1475.9498 | 1475.9498 | 1475.9499 | 1475.95 | 2553.77 | 2553.77 | 2619.1363 | 3301.0516 | 3301.0517 | 3301.05 | 3301.0501 | 3301.0511 | 3301.0526
VIC1 | Pumped Hydro Pump | 0 | 0 | 0.00028418 | 0.00063875 | 0.00064303 | 0.00064699 | 0.00068415 | 0.0012758 | 0.0012774 | 0.0014719 | 0.0014757 | 0.0020255 | 0.0024288 | 0.0024348 | 43.1027 | 43.1027 | 43.1027 | 246.9383 | 246.9383 | 347.5895 | 364.6819 | 364.6819 | 536.6981 | 536.6981 | 536.6981 | 550.2951 | 550.2951
VIC1 | VPP pump | 55.8 | 137.17 | 254.76 | 407.72 | 597.23 | 772.53 | 1024.9 | 1224.19 | 1402.07 | 1599.26 | 1857.38 | 2156.22 | 2463.1699 | 2788.1399 | 3128.7199 | 3444.1299 | 3686.7299 | 3923.1 | 4132.3601 | 4321.16 | 4507.69 | 4703.0901 | 4895.4999 | 5098.49 | 5298.7098 | 5511.8401 | 5721.1202
Region | Technology | 2023-24 | 2024-25 | 2025-26 | 2026-27 | 2027-28 | 2028-29 | 2029-30 | 2030-31 | 2031-32 | 2032-33 | 2033-34 | 2034-35 | 2035-36 | 2036-37 | 2037-38 | 2038-39 | 2039-40 | 2040-41 | 2041-42 | 2042-43 | 2043-44 | 2044-45 | 2045-46 | 2046-47 | 2047-48 | 2048-49 | 2049-50
SA1 | Grid Battery pump | 429.6 | 429.6002 | 429.6004 | 429.6007 | 429.6008 | 429.6008 | 429.6008 | 427.4452 | 427.4452 | 930.5613 | 930.5614 | 905.5614 | 1145.2781 | 1145.2781 | 1250.3624 | 1250.3624 | 1252.7433 | 1639.9331 | 2740.1174 | 2740.1176 | 3227.8274 | 3451.6951 | 3441.6951 | 3441.6946 | 3441.6947 | 3441.6947 | 3441.6962
SA1 | Pumped Hydro Pump | 0 | 0 | 0.00015773 | 0.00034429 | 0.00035147 | 0.00035552 | 0.00036539 | 0.00048219 | 0.00048416 | 0.00049957 | 0.00050738 | 0.00051557 | 0.00061975 | 0.00062492 | 0.00075229 | 0.00075681 | 0.00078014 | 0.00085988 | 0.0009368 | 0.00095493 | 0.00098867 | 0.0011959 | 0.0011987 | 0.0012022 | 0.0012068 | 0.0012163 | 0.0012826
SA1 | VPP pump | 88.62 | 126.93 | 170.25 | 214.27 | 262.04 | 314.13 | 396.52 | 477.31 | 565.27 | 670.98 | 790.06 | 915.3 | 1040.16 | 1167.34 | 1287.02 | 1406.9399 | 1492.74 | 1574.29 | 1645.8199 | 1722.14 | 1798.65 | 1879.62 | 1959.37 | 2043.49 | 2126.73 | 2214.3501 | 2301.9099
Region | Technology | 2023-24 | 2024-25 | 2025-26 | 2026-27 | 2027-28 | 2028-29 | 2029-30 | 2030-31 | 2031-32 | 2032-33 | 2033-34 | 2034-35 | 2035-36 | 2036-37 | 2037-38 | 2038-39 | 2039-40 | 2040-41 | 2041-42 | 2042-43 | 2043-44 | 2044-45 | 2045-46 | 2046-47 | 2047-48 | 2048-49 | 2049-50
TAS1 | Grid Battery pump | 0 | 0.00012514 | 0.00015482 | 0.00028795 | 0.00035721 | 0.00035831 | 0.00044608 | 0.00089069 | 0.0010685 | 0.0013113 | 0.0013188 | 0.0013229 | 0.0013328 | 0.0013436 | 0.0015119 | 0.0015281 | 0.0015406 | 0.001558 | 0.0018331 | 0.0018483 | 0.0020409 | 0.0026865 | 0.0026561 | 0.0026256 | 0.0027458 | 0.0030687 | 0.0033018
TAS1 | Pumped Hydro Pump | 0 | 0 | 0.00052632 | 0.00058759 | 0.00068534 | 0.00078416 | 0.0010652 | 32.3931 | 272.0289 | 554.5947 | 554.5947 | 554.5969 | 796.109 | 796.109 | 796.1091 | 796.1091 | 796.1091 | 796.1091 | 796.1091 | 796.1091 | 796.1092 | 900.9784 | 900.9785 | 900.9785 | 900.9785 | 900.9785 | 900.9785
TAS1 | VPP pump | 6.48 | 13.06 | 22.07 | 33.05 | 46.21 | 61.68 | 85.3 | 104.67 | 124.59 | 148.98 | 176.72 | 207.34 | 238.55 | 270.94 | 302.03 | 333.24 | 355.98 | 377.66 | 396.47 | 416.27 | 435.68 | 456.1 | 475.92 | 496.67 | 516.81 | 537.9 | 558.31
Non-controllable capacity
Region | Technology | 2023-24 | 2024-25 | 2025-26 | 2026-27 | 2027-28 | 2028-29 | 2029-30 | 2030-31 | 2031-32 | 2032-33 | 2033-34 | 2034-35 | 2035-36 | 2036-37 | 2037-38 | 2038-39 | 2039-40 | 2040-41 | 2041-42 | 2042-43 | 2043-44 | 2044-45 | 2045-46 | 2046-47 | 2047-48 | 2048-49 | 2049-50
NEM | Distributed PV | 21305.3199 | 23783.7875 | 26307.9402 | 28683.0656 | 30997.3311 | 33056.1738 | 35131.4286 | 37225.1411 | 39139.2597 | 41092.1585 | 43056.1697 | 44973.918 | 46776.6488 | 48455.6888 | 50096.6069 | 51732.2029 | 53368.4087 | 54991.7064 | 56590.529 | 58157.7847 | 59721.6486 | 61252.1457 | 62750.1401 | 64227.6819 | 65692.4157 | 67156.842 | 68592.5947
NEM | Behind the meter battery | 1532.774 | 2363.942 | 3138.813 | 3799.655 | 4362.937 | 4766.226 | 5452.85 | 6404.258 | 7275.412 | 8208.606 | 9365.756 | 10518.285 | 11616.745 | 12616.001 | 13522.413 | 14246.216 | 14595.405 | 14782.715 | 14854.807 | 14850.894 | 14858.858 | 14816.816 | 14786.692 | 14709.851 | 14647.112 | 14542.039 | 14447.076
NEM | Behind the meter battery pump | 1532.774 | 2363.942 | 3138.813 | 3799.655 | 4362.937 | 4766.226 | 5452.85 | 6404.258 | 7275.412 | 8208.606 | 9365.756 | 10518.285 | 11616.745 | 12616.001 | 13522.413 | 14246.216 | 14595.405 | 14782.715 | 14854.807 | 14850.894 | 14858.858 | 14816.816 | 14786.692 | 14709.851 | 14647.112 | 14542.039 | 14447.076
Region | Technology | 2023-24 | 2024-25 | 2025-26 | 2026-27 | 2027-28 | 2028-29 | 2029-30 | 2030-31 | 2031-32 | 2032-33 | 2033-34 | 2034-35 | 2035-36 | 2036-37 | 2037-38 | 2038-39 | 2039-40 | 2040-41 | 2041-42 | 2042-43 | 2043-44 | 2044-45 | 2045-46 | 2046-47 | 2047-48 | 2048-49 | 2049-50
NSW1 | Distributed PV | 6922.7278 | 7729.2309 | 8520.6213 | 9270.916 | 9991.0548 | 10709.4737 | 11436.4432 | 12170.0293 | 12901.8102 | 13643.2719 | 14388.327 | 15121.2532 | 15810.1091 | 16449.2428 | 17061.911 | 17667.5949 | 18262.5884 | 18847.5107 | 19429.6702 | 20006.0115 | 20581.8604 | 21155.9203 | 21714.392 | 22270.0128 | 22818.1721 | 23366.9007 | 23907.737
NSW1 | Behind the meter battery | 551.877 | 804.322 | 1024.308 | 1210.452 | 1364.306 | 1497.826 | 1724.841 | 2042.145 | 2372.98 | 2728.353 | 3161.396 | 3582.597 | 3974.635 | 4331.67 | 4638.514 | 4887.035 | 5003.34 | 5060.883 | 5077.624 | 5077.998 | 5080.442 | 5067.991 | 5058.102 | 5033.27 | 5011.559 | 4974.783 | 4941.039
NSW1 | Behind the meter battery pump | 551.877 | 804.322 | 1024.308 | 1210.452 | 1364.306 | 1497.826 | 1724.841 | 2042.145 | 2372.98 | 2728.353 | 3161.396 | 3582.597 | 3974.635 | 4331.67 | 4638.514 | 4887.035 | 5003.34 | 5060.883 | 5077.624 | 5077.998 | 5080.442 | 5067.991 | 5058.102 | 5033.27 | 5011.559 | 4974.783 | 4941.039
Region | Technology | 2023-24 | 2024-25 | 2025-26 | 2026-27 | 2027-28 | 2028-29 | 2029-30 | 2030-31 | 2031-32 | 2032-33 | 2033-34 | 2034-35 | 2035-36 | 2036-37 | 2037-38 | 2038-39 | 2039-40 | 2040-41 | 2041-42 | 2042-43 | 2043-44 | 2044-45 | 2045-46 | 2046-47 | 2047-48 | 2048-49 | 2049-50
QLD1 | Distributed PV | 6248.8361 | 6947.0674 | 7675.3939 | 8329.1378 | 8959.7591 | 9601.5014 | 10257.5206 | 10923.9163 | 11482.7322 | 12062.7058 | 12645.1129 | 13200.5423 | 13720.0122 | 14196.9812 | 14666.6175 | 15133.8037 | 15601.3471 | 16059.6919 | 16507.7851 | 16936.909 | 17361.4807 | 17759.7202 | 18151.2329 | 18530.0201 | 18907.3395 | 19284.6318 | 19645.5083
QLD1 | Behind the meter battery | 394.573 | 630.911 | 861.169 | 1044.6 | 1202.901 | 1345.985 | 1584.437 | 1898.505 | 2160.37 | 2444.34 | 2791.527 | 3133.696 | 3465.114 | 3761.008 | 4025.809 | 4247.882 | 4350.515 | 4399.744 | 4410.491 | 4406.235 | 4406.755 | 4388.948 | 4375.983 | 4347.22 | 4324.124 | 4288.709 | 4255.283
QLD1 | Behind the meter battery pump | 394.573 | 630.911 | 861.169 | 1044.6 | 1202.901 | 1345.985 | 1584.437 | 1898.505 | 2160.37 | 2444.34 | 2791.527 | 3133.696 | 3465.114 | 3761.008 | 4025.809 | 4247.882 | 4350.515 | 4399.744 | 4410.491 | 4406.235 | 4406.755 | 4388.948 | 4375.983 | 4347.22 | 4324.124 | 4288.709 | 4255.283
Region | Technology | 2023-24 | 2024-25 | 2025-26 | 2026-27 | 2027-28 | 2028-29 | 2029-30 | 2030-31 | 2031-32 | 2032-33 | 2033-34 | 2034-35 | 2035-36 | 2036-37 | 2037-38 | 2038-39 | 2039-40 | 2040-41 | 2041-42 | 2042-43 | 2043-44 | 2044-45 | 2045-46 | 2046-47 | 2047-48 | 2048-49 | 2049-50
VIC1 | Distributed PV | 5088.0472 | 5784.8093 | 6517.8103 | 7244.8402 | 7972.8586 | 8440.036 | 8899.9999 | 9361.2525 | 9753.485 | 10152.4267 | 10554.6243 | 10955.7069 | 11336.6884 | 11697.8006 | 12064.3842 | 12436.8983 | 12822.6385 | 13216.1178 | 13604.8437 | 13986.4661 | 14369.4957 | 14748.6326 | 15123.685 | 15496.2621 | 15868.3943 | 16240.828 | 16611.2477
VIC1 | Behind the meter battery | 332.366 | 592.893 | 841.022 | 1068.623 | 1263.973 | 1337.973 | 1465.997 | 1677.258 | 1844.193 | 2011.668 | 2249.247 | 2505.083 | 2754.957 | 2990.166 | 3229.36 | 3404.1 | 3500.948 | 3565.602 | 3605.174 | 3604.675 | 3607.498 | 3598.421 | 3592.641 | 3576.025 | 3563.233 | 3540.764 | 3521.58
VIC1 | Behind the meter battery pump | 332.366 | 592.893 | 841.022 | 1068.623 | 1263.973 | 1337.973 | 1465.997 | 1677.258 | 1844.193 | 2011.668 | 2249.247 | 2505.083 | 2754.957 | 2990.166 | 3229.36 | 3404.1 | 3500.948 | 3565.602 | 3605.174 | 3604.675 | 3607.498 | 3598.421 | 3592.641 | 3576.025 | 3563.233 | 3540.764 | 3521.58
Region | Technology | 2023-24 | 2024-25 | 2025-26 | 2026-27 | 2027-28 | 2028-29 | 2029-30 | 2030-31 | 2031-32 | 2032-33 | 2033-34 | 2034-35 | 2035-36 | 2036-37 | 2037-38 | 2038-39 | 2039-40 | 2040-41 | 2041-42 | 2042-43 | 2043-44 | 2044-45 | 2045-46 | 2046-47 | 2047-48 | 2048-49 | 2049-50
SA1 | Distributed PV | 2721.0736 | 2952.4036 | 3178.229 | 3380.018 | 3575.1143 | 3766.8022 | 3959.2366 | 4151.598 | 4345.6836 | 4540.7188 | 4737.6385 | 4929.8701 | 5109.2393 | 5277.1929 | 5434.8308 | 5590.0872 | 5742.5081 | 5893.3201 | 6037.731 | 6182.434 | 6327.0782 | 6470.3066 | 6608.7163 | 6745.5179 | 6879.6508 | 7013.3702 | 7145.4031
SA1 | Behind the meter battery | 212.581 | 276.144 | 335.754 | 385.712 | 430.437 | 473.619 | 550.521 | 637.233 | 727.4 | 829.162 | 941.165 | 1047.02 | 1145.747 | 1232.744 | 1306.889 | 1367.354 | 1391.833 | 1402.348 | 1404.488 | 1403.319 | 1403.71 | 1400.492 | 1398.408 | 1392.55 | 1387.998 | 1379.539 | 1372.647
SA1 | Behind the meter battery pump | 212.581 | 276.144 | 335.754 | 385.712 | 430.437 | 473.619 | 550.521 | 637.233 | 727.4 | 829.162 | 941.165 | 1047.02 | 1145.747 | 1232.744 | 1306.889 | 1367.354 | 1391.833 | 1402.348 | 1404.488 | 1403.319 | 1403.71 | 1400.492 | 1398.408 | 1392.55 | 1387.998 | 1379.539 | 1372.647
Region | Technology | 2023-24 | 2024-25 | 2025-26 | 2026-27 | 2027-28 | 2028-29 | 2029-30 | 2030-31 | 2031-32 | 2032-33 | 2033-34 | 2034-35 | 2035-36 | 2036-37 | 2037-38 | 2038-39 | 2039-40 | 2040-41 | 2041-42 | 2042-43 | 2043-44 | 2044-45 | 2045-46 | 2046-47 | 2047-48 | 2048-49 | 2049-50
TAS1 | Distributed PV | 324.6353 | 370.2763 | 415.8856 | 458.1536 | 498.5443 | 538.3605 | 578.2282 | 618.3449 | 655.5487 | 693.0354 | 730.4671 | 766.5455 | 800.5998 | 834.4713 | 868.8634 | 903.8188 | 939.3267 | 975.0659 | 1010.4991 | 1045.9641 | 1081.7335 | 1117.566 | 1152.1139 | 1185.8689 | 1218.859 | 1251.1113 | 1282.6985
TAS1 | Behind the meter battery | 41.377 | 59.672 | 76.56 | 90.268 | 101.32 | 110.823 | 127.054 | 149.117 | 170.469 | 195.083 | 222.421 | 249.889 | 276.292 | 300.413 | 321.841 | 339.845 | 348.769 | 354.138 | 357.03 | 358.667 | 360.453 | 360.964 | 361.558 | 360.786 | 360.198 | 358.244 | 356.527
TAS1 | Behind the meter battery pump | 41.377 | 59.672 | 76.56 | 90.268 | 101.32 | 110.823 | 127.054 | 149.117 | 170.469 | 195.083 | 222.421 | 249.889 | 276.292 | 300.413 | 321.841 | 339.845 | 348.769 | 354.138 | 357.03 | 358.667 | 360.453 | 360.964 | 361.558 | 360.786 | 360.198 | 358.244 | 356.527

## BaseCase_REZ Generation
Annual sent-out generation by REZ (GWh) - BaseCase, Step Change Scenario
Note: the REZ generation includes generation from the existing, committed and anticipated renewables mapped to the relevant REZs
Explicitly modelled generation
Region | REZ | REZ Name | Technology | 2023-24 | 2024-25 | 2025-26 | 2026-27 | 2027-28 | 2028-29 | 2029-30 | 2030-31 | 2031-32 | 2032-33 | 2033-34 | 2034-35 | 2035-36 | 2036-37 | 2037-38 | 2038-39 | 2039-40 | 2040-41 | 2041-42 | 2042-43 | 2043-44 | 2044-45 | 2045-46 | 2046-47 | 2047-48 | 2048-49 | 2049-50
QLD | Q1 | Far North QLD | Solar | 0 | 7.64e-05 | 8.2683e-05 | 8.19e-05 | 7.7082e-05 | 7.0267e-05 | 7.9196e-05 | 8.0317e-05 | 7.5598e-05 | 8.9014e-05 | 0.00010174 | 9.8882e-05 | 9.6469e-05 | 9.6587e-05 | 0.00010773 | 0.00011656 | 0.00015211 | 0.0001409 | 0.00015378 | 0.00017035 | 0.00018666 | 0.00018515 | 0.00018159 | 0.00019383 | 0.00021302 | 0.00024936 | 0.00023533
QLD | Q2 | North Qld Clean Energy Hub | Solar | 220.9717 | 197.1975 | 215.9964 | 213.3093 | 209.5139 | 194.4167 | 205.3914 | 200.3286 | 199.5448 | 204.6467 | 197.8547 | 191.3135 | 190.4483 | 188.894 | 68.5475 | 70.8975 | 63.5649 | 58.8483 | 61.8779 | 59.7801 | 58.6199 | 57.4913 | 63.8814 | 31.568 | 31.6995 | 0.00029629 | 0.00029351
QLD | Q3 | Northern Qld | Solar | 1169.7703 | 1049.8067 | 1180.8111 | 1159.6078 | 1101.2026 | 1020.7603 | 1133.1396 | 1135.0269 | 1099.8465 | 1146.2066 | 1082.5041 | 1055.5005 | 1032.4901 | 1015.931 | 922.7593 | 1003.4251 | 1176.4962 | 1042.5219 | 1167.6976 | 1603.9099 | 1355.746 | 1271.8299 | 1260.3142 | 2107.2939 | 2056.6406 | 2143.8717 | 1767.4534
QLD | Q4 | Isaac | Solar | 1572.4286 | 1420.5167 | 1551.6758 | 1578.6512 | 1501.3858 | 1427.6627 | 1592.1583 | 1579.5477 | 1589.2469 | 1616.2489 | 1532.1232 | 1450.4429 | 1486.0866 | 1458.8319 | 1319.5718 | 1451.121 | 1293.205 | 1204.1642 | 1294.0702 | 3315.5919 | 3221.8095 | 3044.3372 | 4026.983 | 7289.9125 | 7767.0835 | 8327.2256 | 7565.7218
QLD | Q5 | Barcaldine | Solar | 35.5553 | 31.3125 | 34.2961 | 34.7007 | 34.5341 | 42.419 | 44.2243 | 43.2674 | 43.1614 | 44.0685 | 42.5084 | 39.9435 | 41.0002 | 41.8339 | 79.3119 | 81.9437 | 122.6676 | 117.0781 | 124.0244 | 116.9859 | 95.9433 | 94.0388 | 114.0843 | 115.4376 | 116.995 | 122.1718 | 118.4563
QLD | Q6 | Fitzroy | Solar | 843.6804 | 799.642 | 898.5756 | 903.8367 | 881.4873 | 759.2217 | 863.4139 | 856.0793 | 1108.4905 | 1749.6129 | 2952.5778 | 2842.85 | 2773.371 | 2772.4277 | 5546.9901 | 7406.4596 | 11096.8676 | 14949.3108 | 15441.3979 | 16235.4953 | 15776.8089 | 14907.447 | 14731.5334 | 13035.952 | 14010.7406 | 14466.5078 | 14108.8832
QLD | Q7 | Wide Bay | Solar | 1361.0781 | 1212.6552 | 1346.9166 | 1313.0064 | 1284.3564 | 1138.7765 | 1245.1639 | 1244.2778 | 1320.2557 | 1291.9806 | 1260.4144 | 1241.0228 | 1193.288 | 1209.2988 | 1068.0673 | 1141.1039 | 1050.4442 | 1081.2271 | 2086.7079 | 4918.9173 | 4901.565 | 4575.0465 | 4604.2296 | 4139.5861 | 3872.0675 | 4067.2816 | 3945.1855
QLD | Q8 | Darling Downs | Solar | 3387.2484 | 3286.2695 | 3511.0479 | 3638.5841 | 3558.9385 | 3412.654 | 3702.5697 | 5252.1016 | 6258.6431 | 7108.5072 | 9419.1109 | 10847.2785 | 10807.255 | 10545.627 | 9407.9528 | 10408.2596 | 14985.6258 | 14567.3359 | 14453.8396 | 16125.7601 | 16318.7568 | 15472.9558 | 15430.0683 | 12753.7329 | 12717.7369 | 14836.53 | 17411.6726
QLD | Q9 | Banana | Solar | 0 | 0.00011045 | 0.0002111 | 0.00023489 | 0.00023416 | 0.0004687 | 63.0354 | 100.3125 | 289.3641 | 286.6671 | 319.5613 | 317.3406 | 306.1532 | 307.8513 | 361.5475 | 396.5496 | 3803.876 | 4098.1465 | 4207.299 | 12491.191 | 12344.975 | 11852.951 | 11857.495 | 10652.918 | 12172.5 | 13391.411 | 15388.306
NSW | N1 | North West NSW | Solar | 434.7225 | 399.5885 | 409.9267 | 435.5195 | 404.1558 | 391.8863 | 409.1295 | 429.556 | 425.8086 | 442.9717 | 432.1088 | 412.0553 | 410.3848 | 408.5209 | 374.0491 | 365.8371 | 420.9376 | 408.3751 | 426.0175 | 404.6132 | 415.9204 | 408.714 | 428.8287 | 408.1452 | 362.5987 | 336.187 | 325.3259
NSW | N2 | New England | Solar | 1207.7174 | 1173.5967 | 1195.1117 | 1253.4849 | 1216.8026 | 1033.0997 | 1075.568 | 1758.7277 | 1821.3487 | 1806.5926 | 2010.2611 | 1855.0758 | 1914.5766 | 1884.1186 | 3707.7918 | 3668.5171 | 3894.187 | 5389.5081 | 5429.5393 | 5521.4177 | 5310.0833 | 5503.1905 | 5628.3103 | 4841.7035 | 4307.8903 | 4065.0235 | 6462.7643
NSW | N3 | Central-West Orana | Solar | 2198.993 | 2148.7948 | 4089.5801 | 4340.3728 | 4323.8031 | 3713.7196 | 4766.7485 | 8049.6827 | 8169.9327 | 8001.7315 | 9394.2204 | 9337.1973 | 9974.6157 | 9820.5197 | 8227.002 | 9462.3632 | 14473.5539 | 14482.4385 | 14437.1886 | 15105.5928 | 15141.7302 | 15980.7195 | 15821.3431 | 16562.652 | 17472.793 | 21549.1974 | 21435.1043
NSW | N4 | Broken Hill | Solar | 107.0329 | 78.7595 | 92.478 | 103.5332 | 108.6617 | 118.2207 | 113.7111 | 103.7704 | 105.5647 | 106.6129 | 102.1075 | 100.2212 | 94.3975 | 98.619 | 94.8665 | 88.7457 | 247.4247 | 227.2706 | 229.5968 | 307.9961 | 374.8872 | 367.2105 | 405.7547 | 372.6437 | 361.0676 | 377.5781 | 417.0164
NSW | N5 | South West NSW | Solar | 1857.8307 | 1592.0944 | 1702.0424 | 2259.3563 | 2371.4485 | 2417.8739 | 2380.9979 | 2341.1371 | 2257.038 | 2560.8066 | 2477.6497 | 2406.3422 | 2400.9675 | 2434.2611 | 3249.0745 | 3061.0052 | 3006.028 | 3179.2593 | 3540.0263 | 3247.2763 | 3133.5441 | 3092.345 | 3194.6893 | 3169.3126 | 2727.5231 | 2661.002 | 2441.7713
NSW | N6 | Wagga Wagga | Solar | 1565.7205 | 1496.7353 | 1446.5093 | 1546.0851 | 1585.4057 | 2736.0269 | 3788.1829 | 4015.8798 | 3874.5874 | 4040.8158 | 3918.0874 | 3759.9014 | 3954.8212 | 3971.3961 | 3524.0372 | 3661.9384 | 3700.3293 | 3162.1915 | 6189.2261 | 5554.7507 | 5373.1851 | 5582.7515 | 5738.4803 | 5543.6544 | 5077.8932 | 4909.0031 | 4398.4695
NSW | N7 | Tumut | Solar | 0 | 0 | 0 | 0 | 0 | 0 | 0 | 0 | 0 | 0 | 0 | 0 | 0 | 0 | 0 | 0 | 0 | 0 | 0 | 0 | 0 | 0 | 0 | 0 | 0 | 0 | 0
NSW | N8 | Cooma-Monaro | Solar | 0 | 0 | 0 | 0 | 0 | 0 | 0 | 0 | 0 | 0 | 0 | 0 | 0 | 0 | 0 | 0 | 0 | 0 | 0 | 0 | 0 | 0 | 0 | 0 | 0 | 0 | 0
VIC | V1 | Ovens Murray | Solar | 0 | 0.00026312 | 0.00026589 | 0.00029615 | 0.00028708 | 0.00026629 | 0.00030851 | 0.00075138 | 0.00068265 | 2075.508 | 2069.4128 | 1942.9366 | 2041.2596 | 2012.76 | 1835.9705 | 1890.9161 | 1876.2999 | 1606.4081 | 2914.1921 | 2854.0198 | 2592.8398 | 3203.3691 | 3414.859 | 3375.1792 | 3333.314 | 3452.776 | 3147.0684
VIC | V2 | Murray River | Solar | 1254.9398 | 1034.2821 | 1084.2443 | 1083.2706 | 1055.9466 | 1006.2732 | 970.5287 | 959.9424 | 1001.6811 | 1077.3162 | 1034.524 | 1003.8695 | 1010.3804 | 990.1713 | 920.493 | 919.5076 | 897.5166 | 830.5243 | 872.5018 | 937.7677 | 961.0267 | 1022.913 | 1049.2036 | 1002.3355 | 1032.8932 | 1086.0262 | 977.9825
VIC | V3 | Western Victoria | Solar | 0 | 0.00016513 | 0.00017847 | 0.00037271 | 0.00037487 | 0.00031077 | 0.00034122 | 0.00043407 | 0.0004055 | 0.0056185 | 0.0056418 | 174.9261 | 179.9174 | 184.8774 | 144.3431 | 160.71 | 248.028 | 227.097 | 748.3304 | 794.0675 | 770.5057 | 1078.3065 | 1194.9616 | 937.2524 | 1037.5721 | 969.8054 | 880.1084
VIC | V4 | South West Victoria | Solar | 0 | 0 | 0 | 0 | 0 | 0 | 0 | 0 | 0 | 0 | 0 | 0 | 0 | 0 | 0 | 0 | 0 | 0 | 0 | 0 | 0 | 0 | 0 | 0 | 0 | 0 | 0
VIC | V5 | Gippsland | Solar | 0 | 0.00010095 | 0.00011771 | 0.00032853 | 0.00032074 | 0.00027044 | 0.00028157 | 0.00035591 | 0.00033424 | 723.3043 | 735.0055 | 874.8401 | 888.4448 | 879.2554 | 689.9029 | 713.0723 | 772.8526 | 686.5723 | 1069.971 | 1126.7373 | 4025.0928 | 4232.2993 | 4310.0093 | 3446.2205 | 3650.9282 | 3993.4036 | 3656.781
VIC | V6 | Central North VIC | Solar | 951.4905 | 852.486 | 817.6731 | 845.2129 | 851.8585 | 869.5186 | 876.8967 | 835.2192 | 791.9456 | 1100.4629 | 1076.4458 | 1021.7816 | 1020.656 | 1027.7437 | 1019.4163 | 975.1508 | 1143.1513 | 1049.8748 | 1163.7267 | 1223.2079 | 1261.6086 | 1291.0282 | 1409.2775 | 1299.1076 | 1327.2756 | 1590.9129 | 1585.5736
SA | S1 | South East SA | Solar | 327.0399 | 284.6038 | 283.5689 | 274.5296 | 279.6779 | 268.1545 | 266.2331 | 253.4196 | 250.5688 | 278.1948 | 273.3342 | 258.6873 | 256.0708 | 268.5393 | 236.044 | 252.8679 | 243.6372 | 221.6528 | 157.5339 | 157.963 | 144.7298 | 147.6241 | 155.4267 | 143.2139 | 146.7469 | 148.2654 | 0.0034545
SA | S2 | Riverland | Solar | 46.7113 | 44.3355 | 46.9511 | 44.228 | 46.1435 | 38.9066 | 40.0701 | 41.034 | 30.0207 | 1253.601 | 1209.6013 | 1186.191 | 1172.5015 | 1263.6904 | 1652.6741 | 1638.5134 | 1875.2366 | 3258.1711 | 6293.1908 | 6004.4143 | 5955.0803 | 6023.6568 | 6767.926 | 5276.1846 | 5174.9585 | 5267.857 | 4962.744
SA | S3 | Mid-North SA | Solar | 0 | 0.00016012 | 0.00019204 | 0.00018615 | 0.00019281 | 0.00016569 | 0.00017613 | 0.00030294 | 0.00029117 | 0.0004292 | 0.00042979 | 0.0008028 | 0.00076033 | 0.00080158 | 0.00085141 | 0.00090057 | 0.0014002 | 0.0012863 | 0.001312 | 0.0022704 | 0.093649 | 0.091664 | 0.094066 | 0.082637 | 0.087884 | 0.091813 | 0.087619
SA | S4 | Yorke Peninsula | Solar | 0 | 0 | 0 | 0 | 0 | 0 | 0 | 0 | 0 | 0 | 0 | 0 | 0 | 0 | 0 | 0 | 0 | 0 | 0 | 0 | 0 | 0 | 0 | 0 | 0 | 0 | 0
SA | S5 | Northern SA | Solar | 821.5085 | 693.9303 | 718.5768 | 688.8641 | 695.0465 | 693.2146 | 654.2365 | 624.1279 | 638.3188 | 691.7924 | 660.6646 | 647.087 | 640.3833 | 679.1539 | 623.8498 | 606.4474 | 589.3367 | 562.5652 | 1400.6826 | 1394.8789 | 3560.875 | 3217.7037 | 3536.5755 | 2955.5042 | 2827.4788 | 2821.3313 | 2589.614
SA | S6 | Leigh Creek | Solar | 0 | 0.00017012 | 0.00027786 | 0.00028416 | 0.00029179 | 0.00030634 | 0.00032426 | 0.00065779 | 0.0006736 | 0.00084257 | 0.00078156 | 0.0013708 | 0.001312 | 0.0013811 | 353.746 | 357.2656 | 390.3147 | 374.8232 | 353.003 | 380.941 | 1730.409 | 1814.1399 | 2001.4696 | 2427.538 | 2451.356 | 2768.9565 | 2968.2915
SA | S7 | Roxby Downs | Solar | 0 | 0.00021131 | 0.00034514 | 0.00033839 | 0.00034536 | 0.00030698 | 0.00031216 | 0.00067721 | 0.00067218 | 0.0017867 | 0.0017271 | 946.6796 | 934.2628 | 992.8166 | 1013.5069 | 1009.6588 | 1075.4153 | 1002.8109 | 928.1275 | 973.2471 | 1062.3932 | 1059.1868 | 1140.5048 | 1007.3491 | 986.2328 | 994.243 | 953.7183
SA | S8 | Eastern Eyre Peninsula | Solar | 0 | 0.00010916 | 0.00012882 | 0.00012154 | 0.00012964 | 0.00010678 | 0.00011954 | 0.00018555 | 0.00017339 | 0.0002218 | 0.00023937 | 0.00035186 | 0.00032526 | 0.00035058 | 0.00030718 | 0.00033208 | 0.00054202 | 0.00048578 | 0.00049258 | 0.0007107 | 0.00088404 | 0.0008327 | 0.00088076 | 0.00074601 | 0.00080643 | 0.0008796 | 0.00086694
SA | S9 | Western Eyre Peninsula | Solar | 0 | 0.00014482 | 0.00019652 | 0.00019124 | 0.00019425 | 0.0001686 | 0.00017795 | 0.00031957 | 0.00031109 | 0.00073783 | 0.00071912 | 0.0010408 | 0.00096693 | 0.001008 | 0.0010768 | 0.0011376 | 0.0026438 | 24.0851 | 24.3088 | 60.7757 | 99.4453 | 112.199 | 117.6769 | 103.0769 | 106.7157 | 112.7669 | 119.2429
TAS | T1 | North East Tasmania | Solar | 0 | 0.00014057 | 0.00014374 | 0.00016598 | 0.00015437 | 0.00013332 | 0.00013788 | 0.00019638 | 0.00018072 | 0.00062575 | 0.00066134 | 0.00069809 | 0.00070166 | 0.0006708 | 0.00057104 | 0.00058716 | 0.00059698 | 0.00048366 | 0.00052122 | 0.00057813 | 0.00057551 | 0.00082724 | 0.00081588 | 0.00072217 | 0.00074129 | 0.0034887 | 0.0032062
TAS | T2 | North West Tasmania | Solar | 0 | 7.7281e-05 | 7.3625e-05 | 8.1323e-05 | 7.8197e-05 | 6.488e-05 | 8.0506e-05 | 0.00010143 | 9.9017e-05 | 0.00021105 | 0.00023618 | 0.00023727 | 0.0002381 | 0.00023187 | 0.00019502 | 0.00021553 | 0.00092259 | 205.3878 | 213.6724 | 247.6547 | 228.4686 | 242.17 | 241.8051 | 204.0139 | 232.3533 | 233.1706 | 213.8137
TAS | T3 | Central Highlands | Solar | 0 | 9.2009e-05 | 8.947e-05 | 0.00010073 | 9.9278e-05 | 8.2809e-05 | 8.5585e-05 | 0.00011804 | 0.00011635 | 0.00022793 | 0.00024641 | 0.00028948 | 0.00028974 | 0.00029063 | 0.00025359 | 0.00025372 | 0.00027463 | 0.00022991 | 0.00025343 | 0.00028954 | 0.00027288 | 0.000437 | 0.00044706 | 0.00039002 | 0.00038597 | 0.00088378 | 0.00082424
Region | REZ | REZ Name | Technology | 2023-24 | 2024-25 | 2025-26 | 2026-27 | 2027-28 | 2028-29 | 2029-30 | 2030-31 | 2031-32 | 2032-33 | 2033-34 | 2034-35 | 2035-36 | 2036-37 | 2037-38 | 2038-39 | 2039-40 | 2040-41 | 2041-42 | 2042-43 | 2043-44 | 2044-45 | 2045-46 | 2046-47 | 2047-48 | 2048-49 | 2049-50
QLD | Q1 | Far North QLD | Wind | 1304.794 | 3067.9457 | 3324.7883 | 3463.4176 | 3556.6379 | 3354.1017 | 3470.5977 | 3808.6949 | 3818.3007 | 3872.9049 | 3372.2661 | 3478.2719 | 3618.399 | 3727.3312 | 4391.4942 | 4562.8942 | 4534.8677 | 4902.3439 | 4950.505 | 4494.7471 | 4580.9769 | 4712.3302 | 4855.2337 | 4648.6393 | 4796.8794 | 4824.3525 | 5786.0436
QLD | Q2 | North Qld Clean Energy Hub | Wind | 132.01 | 138.5964 | 158.9325 | 166.6687 | 169.4312 | 2837.4003 | 2756.8364 | 2693.9524 | 2746.2833 | 2611.6611 | 2402.1089 | 2644.5127 | 2682.4481 | 2744.7677 | 2856.1025 | 2797.9827 | 2661.4111 | 2619.4086 | 2533.2911 | 2310.1193 | 3984.6809 | 3999.5222 | 3938.3514 | 4059.5086 | 3955.7002 | 3861.9719 | 3803.4514
QLD | Q3 | Northern Qld | Wind | 0 | 0 | 0 | 0 | 0 | 0 | 0 | 0 | 0 | 0 | 0 | 0 | 0 | 0 | 0 | 0 | 0 | 0 | 0 | 0 | 0 | 0 | 0 | 0 | 0 | 0 | 0
QLD | Q4 | Isaac | Wind | 0 | 0.00071241 | 0.00076324 | 0.00073219 | 0.0022866 | 3095.3164 | 3055.1533 | 3215.3813 | 3233.5533 | 3035.1354 | 2854.375 | 2892.4478 | 2685.4754 | 3070.2704 | 2921.591 | 2908.7001 | 2965.2558 | 2885.1705 | 2776.3477 | 2656.9765 | 2637.7557 | 2434.9174 | 2779.4417 | 3056.6947 | 2995.2531 | 4099.031 | 4118.745
QLD | Q5 | Barcaldine | Wind | 0 | 0.00064926 | 0.00069258 | 0.0013508 | 0.0048297 | 0.0063229 | 0.0062442 | 237.1482 | 268.6495 | 282.1762 | 288.5597 | 300.5908 | 294.8258 | 305.5174 | 274.8626 | 271.2615 | 273.3742 | 277.6646 | 291.4169 | 281.8154 | 315.8446 | 309.602 | 316.201 | 284.5012 | 277.5387 | 289.8954 | 291.0646
QLD | Q6 | Fitzroy | Wind | 0 | 0.0027861 | 0.0028932 | 1512.6563 | 2972.0498 | 3632.3139 | 3660.8277 | 3647.8623 | 3573.1037 | 3434.4726 | 4683.7559 | 4746.2838 | 4492.7534 | 4938.2961 | 10371.0488 | 10179.8935 | 9857.6612 | 9135.468 | 9222.156 | 8824.3912 | 8980.6845 | 8413.394 | 9104.9668 | 11581.229 | 11236.4747 | 11406.9383 | 10548.558
QLD | Q7 | Wide Bay | Wind | 0 | 0.00049924 | 0.00051149 | 0.0005584 | 0.00064018 | 501.2112 | 486.7026 | 477.5399 | 419.7339 | 458.8919 | 432.9324 | 428.4564 | 414.9754 | 431.5438 | 471.8301 | 467.4972 | 449.3141 | 377.8184 | 423.2257 | 410.2285 | 405.5845 | 391.4806 | 406.1512 | 1045.4158 | 2608.9843 | 2654.0219 | 2335.2881
QLD | Q8 | Darling Downs | Wind | 2607.2298 | 4687.5954 | 4850.0093 | 4854.1811 | 7652.4275 | 9992.0523 | 9771.1614 | 14152.5303 | 13700.0936 | 17905.4778 | 18916.502 | 18272.9945 | 17978.4768 | 19009.9017 | 18816.5243 | 18425.4593 | 18451.1265 | 17272.3207 | 17952.0779 | 20236.8719 | 19704.8543 | 18082.2997 | 18904.5795 | 24377.0726 | 23618.0912 | 25897.5605 | 23980.0583
QLD | Q9 | Banana | Wind | 0 | 0.00041768 | 0.00044278 | 0.00050653 | 0.00084429 | 509.3637 | 483.1515 | 497.7169 | 468.3316 | 473.7404 | 443.092 | 443.5305 | 444.3124 | 471.0675 | 473.8458 | 461.0188 | 475.0677 | 877.6625 | 1942.1424 | 1873.6296 | 1857.5258 | 1873.7736 | 1991.5439 | 4496.3455 | 4306.9866 | 4500.0308 | 4131.4225
NSW | N1 | North West NSW | Wind | 0 | 0 | 0 | 0 | 0 | 0 | 0 | 0 | 0 | 0 | 0 | 0 | 0 | 0 | 0 | 0 | 0 | 0 | 0 | 0 | 0 | 0 | 0 | 0 | 0 | 0 | 0
NSW | N2 | New England | Wind | 1495.6719 | 1258.0522 | 1306.6459 | 1373.242 | 10864.7584 | 14056.4579 | 12906.0874 | 12982.1989 | 12252.5661 | 12930.8676 | 12427.5435 | 12511.1547 | 17806.8683 | 19080.2246 | 22166.4963 | 19981.1919 | 19840.5648 | 17350.5293 | 19369.0709 | 19076.623 | 19059.267 | 19417.4467 | 19788.933 | 21312.769 | 18765.2068 | 18177.703 | 15778.8672
NSW | N3 | Central-West Orana | Wind | 382.8787 | 6928.7053 | 6676.4836 | 9494.8963 | 11324.8341 | 11397.0321 | 12028.5992 | 12592.3769 | 12208.7519 | 13948.134 | 15620.5936 | 15206.7526 | 15876.0532 | 16223.6809 | 16409.6028 | 16193.8551 | 15760.4704 | 15242.9108 | 15634.5214 | 18394.7188 | 19225.3734 | 20042.6531 | 20622.6201 | 24183.695 | 27209.9348 | 28168.5692 | 26841.2543
NSW | N4 | Broken Hill | Wind | 632.2636 | 554.618 | 583.7175 | 633.5114 | 639.4804 | 623.8602 | 638.9972 | 680.8338 | 684.501 | 794.9678 | 763.7935 | 748.297 | 782.4192 | 782.4183 | 743.2895 | 748.8936 | 742.962 | 734.437 | 704.0937 | 710.6206 | 583.7258 | 634.1734 | 629.2842 | 689.2908 | 686.0008 | 668.5008 | 704.9358
NSW | N5 | South West NSW | Wind | 0 | 9.6224e-05 | 0.00071238 | 0.00073096 | 0.00074788 | 0.00073519 | 0.001021 | 0.0013944 | 0.0014541 | 0.0014326 | 0.001789 | 0.0015928 | 0.0016483 | 0.0016864 | 0.001557 | 0.001621 | 0.0015137 | 0.0025014 | 0.0023719 | 164.1816 | 151.0341 | 165.5313 | 378.2393 | 362.3465 | 354.2825 | 328.0523 | 335.2006
NSW | N6 | Wagga Wagga | Wind | 0 | 0.00034198 | 0.0003233 | 0.00036025 | 0.00048101 | 0.00054995 | 0.00084936 | 0.0010437 | 0.0010629 | 0.00099951 | 0.0010997 | 0.00096462 | 0.00096005 | 0.001027 | 0.00092201 | 0.0010084 | 0.00096753 | 0.0014052 | 0.0013019 | 0.0024245 | 0.0021002 | 0.0021603 | 0.0027206 | 0.0025151 | 0.0067112 | 0.0066835 | 677.1833
NSW | N7 | Tumut | Wind | 0 | 0 | 0 | 0 | 0 | 0 | 0 | 0 | 0 | 0 | 0 | 0 | 0 | 0 | 0 | 0 | 0 | 0 | 0 | 0 | 0 | 0 | 0 | 0 | 0 | 0 | 0
NSW | N8 | Cooma-Monaro | Wind | 327.4191 | 1236.0587 | 1369.2603 | 1410.3601 | 1400.5907 | 1364.4661 | 1372.4332 | 1456.9631 | 1481.091 | 1346.9453 | 1367.2353 | 1384.4475 | 1407.6425 | 1385.8685 | 1348.5625 | 1368.1774 | 1444.9908 | 2643.3062 | 2510.7045 | 2754.9869 | 2738.8099 | 2858.32 | 2759.1631 | 2742.2491 | 2762.733 | 2829.6722 | 2738.4521
VIC | V1 | Ovens Murray | Wind | 0 | 0 | 0 | 0 | 0 | 0 | 0 | 0 | 0 | 0 | 0 | 0 | 0 | 0 | 0 | 0 | 0 | 0 | 0 | 0 | 0 | 0 | 0 | 0 | 0 | 0 | 0
VIC | V2 | Murray River | Wind | 0 | 0 | 0 | 0 | 0 | 0 | 0 | 0 | 0 | 0 | 0 | 0 | 0 | 0 | 0 | 0 | 0 | 0 | 0 | 0 | 0 | 0 | 0 | 0 | 0 | 0 | 0
VIC | V3 | Western Victoria | Wind | 3823.5773 | 3669.2452 | 3698.7891 | 3762.1197 | 3762.5553 | 3721.1068 | 3773.7443 | 3639.2915 | 3856.8177 | 3677.1978 | 3648.7792 | 3373.3775 | 3423.2383 | 3410.5217 | 3204.6703 | 3294.9319 | 3083.0042 | 3125.5708 | 2843.124 | 2957.2953 | 2778.4596 | 2264.6031 | 2331.3834 | 2542.8636 | 2591.4658 | 2514.6134 | 2345.7187
VIC | V4 | South West Victoria | Wind | 5851.3706 | 7024.1111 | 7358.5231 | 9173.8832 | 9319.2395 | 8482.7257 | 9582.6589 | 9331.9572 | 10541.9097 | 9410.577 | 9585.9809 | 9564.8927 | 9792.2727 | 9869.3733 | 8422.471 | 8181.3185 | 7381.3422 | 7238.9478 | 6690.0634 | 7189.7795 | 8143.7845 | 8409.2631 | 8267.4118 | 9339.3306 | 10715.9009 | 10992.2543 | 11882.698
VIC | V5 | Gippsland | Wind | 0 | 1670.4054 | 1669.7916 | 1666.4207 | 1663.3403 | 1601.6218 | 1654.3472 | 1593.1656 | 1822.7002 | 1631.9297 | 1688.2316 | 1643.146 | 1629.3741 | 1621.53 | 1504.934 | 1541.1243 | 1445.6453 | 1535.9444 | 1423.0213 | 1543.0603 | 1489.4217 | 1512.7658 | 1553.0365 | 1471.7122 | 1540.8571 | 1468.5128 | 1625.8477
VIC | V6 | Central North VIC | Wind | 0 | 0.00074371 | 0.00069977 | 0.0024038 | 0.0025786 | 63.7099 | 62.084 | 1077.4093 | 1105.9461 | 1105.1018 | 1078.0749 | 979.4681 | 1048.6262 | 1090.3409 | 1066.841 | 1012.2207 | 1004.5976 | 1031.4415 | 1032.0812 | 1022.5498 | 920.6314 | 1006.9509 | 1055.4298 | 1009.6519 | 979.1656 | 2589.188 | 2658.4946
SA | S1 | South East SA | Wind | 731.5979 | 2045.173 | 1986.529 | 3194.9549 | 3169.7539 | 2923.5734 | 3061.2409 | 2801.2909 | 3305.8198 | 2981.1753 | 3384.3695 | 3063.8788 | 3221.145 | 3252.9526 | 2967.9192 | 2921.2233 | 2685.5301 | 3014.2496 | 2606.824 | 3421.2015 | 3135.7417 | 3401.0366 | 3473.7372 | 3149.4318 | 3276.0199 | 2965.8495 | 3519.5666
SA | S2 | Riverland | Wind | 0 | 0.00041859 | 0.00039293 | 0.00059857 | 0.00060061 | 0.00057685 | 0.00072664 | 0.00091539 | 0.0009667 | 0.00098408 | 0.0012752 | 0.0011332 | 0.0012448 | 0.0011942 | 0.0011236 | 0.0012295 | 0.001128 | 0.0011526 | 0.0010179 | 0.001574 | 0.0014118 | 0.0016742 | 0.0016352 | 0.0015516 | 0.0019917 | 0.0021566 | 0.0022877
SA | S3 | Mid-North SA | Wind | 4101.0751 | 4022.0316 | 3832.881 | 4683.0768 | 4658.4152 | 6830.541 | 7022.0121 | 6763.3566 | 7114.21 | 6899.192 | 6802.829 | 6061.1472 | 6706.92 | 6132.0581 | 6429.1211 | 6462.1527 | 5550.8646 | 5705.5763 | 5339.4835 | 5886.1554 | 4792.2881 | 5426.1128 | 5055.3603 | 4880.8115 | 5939.4529 | 6851.3742 | 8594.2024
SA | S4 | Yorke Peninsula | Wind | 241.9507 | 223.9019 | 217.6333 | 284.1146 | 294.6366 | 281.3561 | 302.5964 | 278.6935 | 317.5713 | 287.3868 | 307.1156 | 270.7144 | 293.7066 | 306.2406 | 281.1233 | 296.7005 | 270.1721 | 298.5513 | 260.962 | 287.367 | 256.4919 | 282.1877 | 295.386 | 262.0757 | 272.3344 | 244.7774 | 257.4075
SA | S5 | Northern SA | Wind | 1291.0292 | 1253.7985 | 1259.8907 | 1333.8897 | 1349.4263 | 1255.6988 | 1249.8725 | 1247.1712 | 1274.4224 | 1178.9787 | 1229.6297 | 1175.0741 | 1280.2012 | 1311.218 | 1190.3519 | 1208.7552 | 1223.4194 | 1220.5774 | 1079.8538 | 1139.1438 | 1102.2067 | 1200.6143 | 580.3521 | 460.5328 | 458.6609 | 468.0048 | 486.3153
SA | S6 | Leigh Creek | Wind | 0 | 0.00098386 | 0.00096477 | 0.0012619 | 0.0012838 | 0.0035582 | 0.003724 | 0.0036293 | 0.0033326 | 0.0035864 | 0.0033578 | 0.003157 | 0.0032843 | 0.0031892 | 952.278 | 945.8042 | 918.4959 | 875.7204 | 869.3072 | 844.4857 | 1126.438 | 1211.0085 | 1168.648 | 5343.2375 | 6220.8695 | 5942.2205 | 5446.5812
SA | S7 | Roxby Downs | Wind | 0 | 0 | 0 | 0 | 0 | 0 | 0 | 0 | 0 | 0 | 0 | 0 | 0 | 0 | 0 | 0 | 0 | 0 | 0 | 0 | 0 | 0 | 0 | 0 | 0 | 0 | 0
SA | S8 | Eastern Eyre Peninsula | Wind | 312.614 | 294.1941 | 299.303 | 341.3111 | 338.4011 | 339.8089 | 340.943 | 560.1387 | 580.0131 | 537.0116 | 549.4668 | 497.3728 | 414.3454 | 429.2535 | 385.4141 | 400.2103 | 388.276 | 409.0316 | 369.4724 | 388.7213 | 348.5034 | 864.1645 | 894.3608 | 819.7164 | 841.6212 | 782.2122 | 789.3516
SA | S9 | Western Eyre Peninsula | Wind | 0 | 0.00096802 | 0.00092057 | 0.0019836 | 0.0021687 | 0.0019677 | 0.001977 | 0.0051171 | 0.0053212 | 0.017249 | 0.017982 | 0.016106 | 0.018028 | 0.018387 | 0.016576 | 0.016635 | 0.015836 | 222.9586 | 200.9683 | 216.3724 | 193.5217 | 612.9025 | 630.411 | 591.9545 | 590.336 | 561.4863 | 567.5163
TAS | T1 | North East Tasmania | Wind | 500.7797 | 809.1237 | 893.8804 | 842.3139 | 1031.1963 | 956.1131 | 873.4693 | 852.7214 | 920.7545 | 910.9055 | 917.0706 | 967.4153 | 904.9408 | 962.3076 | 882.4097 | 815.8464 | 793.3245 | 796.7607 | 799.1301 | 831.7196 | 896.4744 | 861.4776 | 926.5585 | 872.3261 | 835.3256 | 808.6627 | 853.2348
TAS | T2 | North West Tasmania | Wind | 877.2253 | 838.2318 | 891.4875 | 953.2154 | 980.5834 | 1907.7475 | 3143.6248 | 3033.1032 | 4991.0253 | 4932.0084 | 4727.289 | 4771.1924 | 4889.214 | 4942.5062 | 4780.1608 | 4574.2532 | 4405.8424 | 4651.6028 | 4615.5828 | 4525.0856 | 4574.2598 | 4778.1679 | 4856.1707 | 4763.3152 | 4630.2197 | 4454.9414 | 4849.9025
TAS | T3 | Central Highlands | Wind | 491.2284 | 2913.18 | 3081.9879 | 3105.1041 | 4384.6044 | 4113.1987 | 6005.3002 | 5921.8076 | 6537.2798 | 6404.2262 | 6086.5516 | 6291.993 | 6326.6393 | 6596.3701 | 6239.6384 | 6027.349 | 6000.0478 | 6465.8467 | 6329.9015 | 6117.3869 | 6344.6544 | 6186.3416 | 6474.2966 | 6275.5536 | 6125.1649 | 5988.6353 | 6379.8242
Region | REZ | REZ Name | Technology | 2023-24 | 2024-25 | 2025-26 | 2026-27 | 2027-28 | 2028-29 | 2029-30 | 2030-31 | 2031-32 | 2032-33 | 2033-34 | 2034-35 | 2035-36 | 2036-37 | 2037-38 | 2038-39 | 2039-40 | 2040-41 | 2041-42 | 2042-43 | 2043-44 | 2044-45 | 2045-46 | 2046-47 | 2047-48 | 2048-49 | 2049-50
NSW | O1 | Hunter Coast | Offshore Wind | 0 | 0 | 0 | 4.3683e-05 | 4.6881e-05 | 5.603e-05 | 5.0442e-05 | 6.8808e-05 | 6.3753e-05 | 7.0333e-05 | 9.8894e-05 | 0.00010131 | 0.00010022 | 0.0001034 | 0.00011784 | 0.00010228 | 0.00015069 | 0.00013942 | 0.00014357 | 0.00024884 | 0.00024592 | 0.00024477 | 0.00024617 | 0.00030959 | 0.00026315 | 0.0003603 | 0.00032699
NSW | O2 | Illawarra Coast | Offshore Wind | 0 | 0 | 0 | 4.3259e-05 | 4.5337e-05 | 5.3156e-05 | 5.1754e-05 | 7.4193e-05 | 7.153e-05 | 7.1797e-05 | 0.00010502 | 9.9465e-05 | 9.7892e-05 | 9.6262e-05 | 0.00011374 | 0.00010413 | 0.00016938 | 0.00016957 | 0.00016111 | 0.00025406 | 0.00023986 | 0.00023551 | 0.00022702 | 0.00030972 | 0.00027883 | 0.00047853 | 0.00046083
VIC | O3 | Gippsland Coast | Offshore Wind | 0 | 0 | 0 | 5.3241e-05 | 5.3208e-05 | 1529.8827 | 3121.3293 | 4488.9937 | 6830.516 | 7688.4927 | 10537.17 | 13009.133 | 14654.783 | 16502.223 | 18613.146 | 18701.068 | 17739.254 | 21319.14 | 19553.879 | 20495.373 | 20223.242 | 20175.264 | 20407.125 | 20255.568 | 20756.97 | 19788.574 | 22275.432
TAS | O4 | North West Tasmania Coast | Offshore Wind | 0 | 0 | 0 | 4.0945e-05 | 4.7252e-05 | 5.0139e-05 | 5.8332e-05 | 5.691e-05 | 7.2669e-05 | 7.8328e-05 | 9.0377e-05 | 9.2068e-05 | 8.9444e-05 | 9.3675e-05 | 9.6489e-05 | 0.00011147 | 0.00011487 | 0.00017132 | 0.00016194 | 0.00016653 | 0.00016208 | 0.00016264 | 0.00016835 | 0.00016957 | 0.00017168 | 0.00017773 | 0.00019916
VIC | O5 | Portland Coast | Offshore Wind | 0 | 0 | 0 | 4.428e-05 | 4.664e-05 | 0.00048898 | 0.0010202 | 0.00098281 | 0.0010655 | 0.00095865 | 0.0015469 | 0.0090177 | 642.0245 | 2415.436 | 3422.6792 | 7548.3745 | 10282.943 | 12637.346 | 11586.562 | 12484.374 | 12147.897 | 12162.02 | 13182.442 | 11938.3125 | 13374.773 | 12320.779 | 13506.846
SA | O6 | South East SA Coast | Offshore Wind | 0 | 0 | 0 | 3.8869e-05 | 4.4061e-05 | 4.4688e-05 | 5.7318e-05 | 5.9414e-05 | 6.9287e-05 | 6.661e-05 | 7.9405e-05 | 7.6204e-05 | 7.803e-05 | 8.5549e-05 | 8.4878e-05 | 0.00011447 | 0.00011697 | 0.00014637 | 0.00012451 | 0.00013844 | 0.00014546 | 0.00014578 | 0.00015783 | 0.00015883 | 0.00020641 | 0.00020701 | 0.00024638

## BaseCase_REZ Capacity
Installed capacity by REZ (MW) - BaseCase, Step Change Scenario
Capacity calculated on 1 July. In early study years some wind and solar projects enter later in the financial year and are therefore reflected in the following financial year's capacity.
Note: the REZ capacity includes capacity from the existing, committed and anticipated renewables mapped to the relevant REZs
Explicitly modelled generation
Region | REZ | REZ Name | Technology | 2023-24 | 2024-25 | 2025-26 | 2026-27 | 2027-28 | 2028-29 | 2029-30 | 2030-31 | 2031-32 | 2032-33 | 2033-34 | 2034-35 | 2035-36 | 2036-37 | 2037-38 | 2038-39 | 2039-40 | 2040-41 | 2041-42 | 2042-43 | 2043-44 | 2044-45 | 2045-46 | 2046-47 | 2047-48 | 2048-49 | 2049-50
QLD | Q1 | Far North QLD | Solar | 0 | 0 | 0 | 0 | 0 | 0 | 0 | 0 | 0 | 0 | 0 | 0 | 0 | 0 | 0 | 0 | 0.00010906 | 0.00010925 | 0.00010954 | 0.00012212 | 0.00013518 | 0.00013554 | 0.00013731 | 0.00016753 | 0.00016784 | 0.00018812 | 0.00018838
QLD | Q2 | North Qld Clean Energy Hub | Solar | 83 | 83 | 83 | 83 | 83 | 83 | 83 | 83 | 83 | 83 | 83 | 83 | 83 | 83 | 33 | 33 | 33.0001 | 33.0001 | 33.0001 | 33.0001 | 33.0001 | 33.0001 | 33.0001 | 18.0002 | 18.0002 | 0.00020529 | 0.00020567
QLD | Q3 | Northern Qld | Solar | 513.997 | 513.997 | 513.9971 | 513.9971 | 513.9971 | 513.9979 | 513.9979 | 513.9979 | 513.9979 | 513.9979 | 513.9979 | 513.9979 | 513.9979 | 513.9979 | 514.0172 | 514.0172 | 681.0145 | 681.0145 | 681.0145 | 930.6034 | 802.6034 | 802.6034 | 802.6034 | 1580.5525 | 1470.1525 | 1470.1525 | 1337.5555
QLD | Q4 | Isaac | Solar | 684.9 | 684.9 | 684.9001 | 684.9001 | 684.9001 | 684.9003 | 684.9003 | 684.9004 | 684.9004 | 684.9006 | 684.9006 | 684.9006 | 684.9006 | 684.9006 | 684.9009 | 684.9011 | 684.9032 | 684.9032 | 684.9032 | 1789.5726 | 1789.5726 | 1747.0726 | 2376.9474 | 4693.984 | 4693.984 | 4979.552 | 4822.052
QLD | Q5 | Barcaldine | Solar | 14 | 14 | 14.0001 | 14.0001 | 14.0001 | 19.3472 | 19.3472 | 19.3472 | 19.3472 | 19.3472 | 19.3472 | 19.3472 | 19.3472 | 19.3472 | 42.2637 | 42.2637 | 73.4725 | 73.4725 | 73.4725 | 73.4726 | 61.5043 | 61.5043 | 75.8125 | 90.2183 | 90.2183 | 91.0301 | 91.0301
QLD | Q6 | Fitzroy | Solar | 401.5 | 401.5 | 401.5001 | 401.5001 | 401.5001 | 401.5003 | 401.5005 | 401.5007 | 500.6167 | 788.6897 | 1295.1533 | 1295.1533 | 1295.1533 | 1295.1533 | 3008.203 | 3548.6672 | 5754.9624 | 7934.499 | 7934.499 | 7934.5 | 7934.5 | 7934.5 | 7934.5 | 7934.5 | 7934.5 | 7934.5 | 7942.098
QLD | Q7 | Wide Bay | Solar | 619.03 | 619.03 | 619.03 | 619.03 | 619.03 | 619.0302 | 619.0302 | 619.0302 | 619.0303 | 619.0304 | 619.0305 | 619.0305 | 619.0305 | 619.0305 | 619.0322 | 619.0322 | 648.3255 | 721.0226 | 1259.0501 | 2819.03 | 2819.03 | 2819.03 | 2819.03 | 2819.03 | 2596.53 | 2596.53 | 2601.3958
QLD | Q8 | Darling Downs | Solar | 1330.558 | 1476.558 | 1476.5581 | 1476.5581 | 1476.5581 | 1611.1316 | 1611.1316 | 2334.4458 | 2644.3629 | 3126.8974 | 4187.509 | 4907.902 | 4907.902 | 4786.902 | 5110.549 | 5110.5492 | 7757.226 | 7757.226 | 7757.226 | 8347.558 | 8322.558 | 8163.958 | 8131.854 | 7882.5 | 7482.5 | 8054.507 | 10021.512
QLD | Q9 | Banana | Solar | 0 | 0 | 0.00010717 | 0.00012097 | 0.00012251 | 0.00026994 | 29.574 | 48.0073 | 130.9189 | 130.9189 | 149.6321 | 149.6321 | 149.6321 | 149.6321 | 207.4995 | 207.4996 | 2034.6552 | 2234.0579 | 2234.0579 | 6100 | 6100 | 6100 | 6189.0435 | 6315.354 | 6736.7676 | 7166.2085 | 8258.374
NSW | N1 | North West NSW | Solar | 166 | 166.0001 | 166.0001 | 166.0001 | 166.0012 | 175.1123 | 182.8454 | 187.8346 | 187.8346 | 190.0972 | 190.0972 | 190.0972 | 190.0972 | 190.0972 | 196.3353 | 200.8092 | 230.2284 | 252.4429 | 258.2987 | 258.2987 | 267.4898 | 267.4898 | 267.4898 | 274.0959 | 274.0959 | 274.0959 | 274.096
NSW | N2 | New England | Solar | 555 | 555 | 555 | 555 | 555.0004 | 555.0004 | 555.0008 | 882.3683 | 882.3683 | 882.3683 | 959.082 | 959.082 | 959.082 | 959.0821 | 2307.6039 | 2307.6039 | 2307.604 | 3540 | 3540 | 3582.7778 | 3562.7778 | 3562.7778 | 3562.7778 | 3562.7778 | 3562.7778 | 3562.7778 | 6140.615
NSW | N3 | Central-West Orana | Solar | 826.979 | 906.98 | 1753.8221 | 1753.8221 | 1753.8221 | 1753.8221 | 2216.1084 | 3509.5286 | 3509.5286 | 3509.5286 | 4186.631 | 4186.631 | 4186.631 | 4186.631 | 4186.631 | 4691.118 | 6856.3413 | 6856.3413 | 6856.3413 | 7654.954 | 7654.954 | 7654.954 | 7654.954 | 9300.819 | 9716.17 | 11074.367 | 10871.328
NSW | N4 | Broken Hill | Solar | 53 | 53 | 53 | 53 | 53 | 53.0002 | 53.0002 | 53.0003 | 53.0003 | 53.0003 | 53.0003 | 53.0005 | 53.0005 | 53.0005 | 53.0126 | 53.0126 | 161.0043 | 179.9876 | 179.9876 | 236.4791 | 315.4639 | 315.4639 | 315.4639 | 315.4639 | 315.4639 | 315.4639 | 315.4639
NSW | N5 | South West NSW | Solar | 1246.4 | 1500.5 | 1500.5482 | 1500.5482 | 1500.5482 | 1500.5483 | 1500.5483 | 1500.5483 | 1500.5483 | 1562.7595 | 1562.7595 | 1562.7595 | 1562.7595 | 1562.7595 | 1969.6382 | 1819.3382 | 1819.3385 | 2178.3551 | 2270.7378 | 2270.7378 | 2270.7378 | 2270.7378 | 2270.7378 | 2270.7378 | 2270.7378 | 2270.7378 | 2096.9642
NSW | N6 | Wagga Wagga | Solar | 302.672 | 682.672 | 682.6721 | 682.6721 | 682.6721 | 1312.2313 | 1710.672 | 1710.672 | 1710.672 | 1710.672 | 1710.672 | 1710.672 | 1710.672 | 1710.672 | 1710.672 | 1710.6721 | 1710.6721 | 1710.6722 | 3111.8344 | 3111.8344 | 3111.8344 | 3111.8344 | 3111.8344 | 3111.8344 | 3111.8344 | 3111.8344 | 3111.8344
NSW | N7 | Tumut | Solar | 0 | 0 | 0 | 0 | 0 | 0 | 0 | 0 | 0 | 0 | 0 | 0 | 0 | 0 | 0 | 0 | 0 | 0 | 0 | 0 | 0 | 0 | 0 | 0 | 0 | 0 | 0
NSW | N8 | Cooma-Monaro | Solar | 0 | 0 | 0 | 0 | 0 | 0 | 0 | 0 | 0 | 0 | 0 | 0 | 0 | 0 | 0 | 0 | 0 | 0 | 0 | 0 | 0 | 0 | 0 | 0 | 0 | 0 | 0
VIC | V1 | Ovens Murray | Solar | 0 | 0.00016313 | 0.00016453 | 0.0001774 | 0.00017768 | 0.00018061 | 0.00019678 | 0.00044513 | 0.00044521 | 1000 | 1000 | 1000 | 1000 | 1000 | 1000 | 1000 | 1000 | 1000 | 1588.5133 | 1588.5133 | 1588.5133 | 1901.5228 | 1901.5228 | 2076.021 | 2076.021 | 2259.855 | 2259.855
VIC | V2 | Murray River | Solar | 679.093 | 679.093 | 679.093 | 679.093 | 679.093 | 679.093 | 679.093 | 679.0931 | 679.0931 | 679.0931 | 679.0932 | 679.0932 | 679.0932 | 679.0932 | 679.0932 | 679.0933 | 679.0934 | 679.0934 | 679.0936 | 679.0944 | 732.4176 | 734.8138 | 710.7022 | 713.9639 | 713.9639 | 745.1742 | 702.6134
VIC | V3 | Western Victoria | Solar | 0 | 0 | 0 | 0.00025479 | 0.00025523 | 0.00025572 | 0.00025903 | 0.00031785 | 0.00031811 | 0.0034929 | 0.0034932 | 107.9149 | 107.9149 | 107.9149 | 107.9149 | 107.9149 | 177.6828 | 177.6828 | 582.4943 | 582.4943 | 584.9875 | 770.0845 | 770.0845 | 770.0845 | 770.0845 | 777.872 | 777.872
VIC | V4 | South West Victoria | Solar | 0 | 0 | 0 | 0 | 0 | 0 | 0 | 0 | 0 | 0 | 0 | 0 | 0 | 0 | 0 | 0 | 0 | 0 | 0 | 0 | 0 | 0 | 0 | 0 | 0 | 0 | 0
VIC | V5 | Gippsland | Solar | 0 | 0 | 0 | 0.00022357 | 0.00022407 | 0.00022496 | 0.00022798 | 0.00026299 | 0.00026338 | 431.4887 | 431.4887 | 500 | 500 | 500 | 500 | 500 | 500.0001 | 500.0001 | 715.6609 | 715.6609 | 2474 | 2474 | 2474 | 2474 | 2474 | 2474 | 2474
VIC | V6 | Central North VIC | Solar | 402.48 | 402.48 | 402.48 | 402.4802 | 402.4802 | 402.4802 | 402.4802 | 402.4804 | 402.4804 | 556.38 | 556.38 | 556.38 | 556.38 | 556.38 | 556.38 | 556.38 | 692.8286 | 692.8286 | 749.2436 | 750.9438 | 935.8075 | 906.5576 | 906.5576 | 918.8752 | 918.8752 | 1318.7429 | 1318.7429
SA | S1 | South East SA | Solar | 155.16 | 155.16 | 155.1601 | 155.1601 | 155.1601 | 155.1601 | 155.1601 | 155.1602 | 155.1602 | 155.1603 | 155.1603 | 155.1603 | 155.1603 | 155.1603 | 155.1605 | 155.1605 | 155.1607 | 155.1607 | 108.003 | 108.003 | 108.003 | 108.003 | 108.003 | 108.003 | 108.003 | 108.003 | 0.0030332
SA | S2 | Riverland | Solar | 25.26 | 25.2601 | 25.2602 | 25.2602 | 25.2602 | 25.2602 | 25.2602 | 25.2603 | 19.1403 | 642.5572 | 642.5572 | 642.5572 | 642.5572 | 642.5572 | 1044.66 | 1044.66 | 1220.5787 | 2237.5475 | 3957.29 | 3957.29 | 4007.38 | 4007.38 | 4000 | 4000 | 4000 | 4000 | 4000
SA | S3 | Mid-North SA | Solar | 0 | 0.00010114 | 0.00011517 | 0.0001156 | 0.00011626 | 0.00011692 | 0.00011926 | 0.00019192 | 0.00019215 | 0.00026722 | 0.00026844 | 0.00049211 | 0.00049219 | 0.00049249 | 0.00062793 | 0.00062997 | 0.0009791 | 0.00098077 | 0.00098129 | 0.0016633 | 0.068978 | 0.068978 | 0.068978 | 0.068979 | 0.068979 | 0.068994 | 0.069003
SA | S4 | Yorke Peninsula | Solar | 0 | 0 | 0 | 0 | 0 | 0 | 0 | 0 | 0 | 0 | 0 | 0 | 0 | 0 | 0 | 0 | 0 | 0 | 0 | 0 | 0 | 0 | 0 | 0 | 0 | 0 | 0
SA | S5 | Northern SA | Solar | 349.2 | 349.2 | 349.2001 | 349.2001 | 349.2001 | 349.2001 | 349.2001 | 349.2002 | 349.2002 | 349.2004 | 349.2004 | 349.2005 | 349.2005 | 349.2005 | 349.2009 | 349.2009 | 349.203 | 349.2079 | 918.3861 | 918.3861 | 2587.5313 | 2317.5313 | 2317.5313 | 2317.5313 | 2238.3313 | 2238.3313 | 2238.3313
SA | S6 | Leigh Creek | Solar | 0 | 0 | 0.00014462 | 0.00014811 | 0.00014881 | 0.00017229 | 0.0001783 | 0.00036045 | 0.00036065 | 0.00044464 | 0.00044482 | 0.0007717 | 0.00077181 | 0.0007721 | 207.9503 | 207.9503 | 235.8091 | 235.8091 | 235.8091 | 262.4995 | 1180.5273 | 1254.9338 | 1254.9338 | 1655.124 | 1655.124 | 1908.9082 | 2186.571
SA | S7 | Roxby Downs | Solar | 0 | 0.00011366 | 0.00016845 | 0.0001688 | 0.00016917 | 0.00017021 | 0.00017061 | 0.00035247 | 0.00035263 | 0.00089763 | 0.0008978 | 470.3663 | 470.3663 | 470.3663 | 575.5404 | 575.5404 | 630.6999 | 630.6999 | 630.6999 | 632.1384 | 736.7494 | 739.7778 | 739.7778 | 739.7778 | 739.7778 | 739.7778 | 739.7778
SA | S8 | Eastern Eyre Peninsula | Solar | 0 | 0 | 0 | 0 | 0 | 0 | 0 | 0.00012535 | 0.00012554 | 0.00015325 | 0.00016136 | 0.00022885 | 0.00022894 | 0.00022963 | 0.00025248 | 0.00025494 | 0.00040106 | 0.00040203 | 0.00040258 | 0.00055881 | 0.00069144 | 0.00069158 | 0.00069173 | 0.00069299 | 0.0006935 | 0.00070658 | 0.00074183
SA | S9 | Western Eyre Peninsula | Solar | 0 | 0 | 0.00011224 | 0.00011293 | 0.00011348 | 0.00011422 | 0.00011639 | 0.00019429 | 0.00019453 | 0.00042092 | 0.00042113 | 0.00059497 | 0.00059505 | 0.00059541 | 0.00076241 | 0.00076486 | 0.0018206 | 16.7662 | 16.7662 | 43.7792 | 86.4818 | 86.4818 | 86.4818 | 86.4818 | 86.4818 | 86.4818 | 96.3014
TAS | T1 | North East Tasmania | Solar | 0 | 0 | 0 | 0.00010239 | 0.00010252 | 0.00010271 | 0.00010491 | 0.00014217 | 0.00014398 | 0.0004288 | 0.00042945 | 0.00044712 | 0.00044738 | 0.00044801 | 0.00044886 | 0.00044996 | 0.00045473 | 0.00045493 | 0.00045681 | 0.00045968 | 0.00046544 | 0.00063599 | 0.00063672 | 0.00063778 | 0.00063839 | 0.0027306 | 0.0027309
TAS | T2 | North West Tasmania | Solar | 0 | 0 | 0 | 0 | 0 | 0 | 0 | 0 | 0 | 0.00017361 | 0.00017418 | 0.00018545 | 0.00018585 | 0.00018667 | 0.00018822 | 0.00019267 | 0.00079943 | 150 | 150 | 150 | 150 | 150 | 150 | 150 | 150 | 150 | 150
TAS | T3 | Central Highlands | Solar | 0 | 0 | 0 | 0 | 0 | 0 | 0 | 0 | 0.00010161 | 0.00017778 | 0.00017902 | 0.00021505 | 0.00021538 | 0.00021639 | 0.00022614 | 0.00022802 | 0.00023617 | 0.00023651 | 0.0002476 | 0.00025263 | 0.00025407 | 0.00038257 | 0.00038345 | 0.00038622 | 0.00038702 | 0.00079185 | 0.00079231
Region | REZ | REZ Name | Technology | 2023-24 | 2024-25 | 2025-26 | 2026-27 | 2027-28 | 2028-29 | 2029-30 | 2030-31 | 2031-32 | 2032-33 | 2033-34 | 2034-35 | 2035-36 | 2036-37 | 2037-38 | 2038-39 | 2039-40 | 2040-41 | 2041-42 | 2042-43 | 2043-44 | 2044-45 | 2045-46 | 2046-47 | 2047-48 | 2048-49 | 2049-50
QLD | Q1 | Far North QLD | Wind | 337.318 | 829.5706 | 829.5706 | 829.5706 | 829.5706 | 829.5706 | 829.5706 | 886.1175 | 886.1175 | 907.3182 | 907.3186 | 907.3186 | 907.3186 | 907.3186 | 1146.5739 | 1146.5739 | 1146.5739 | 1283.8295 | 1283.8295 | 1333.9136 | 1251.8936 | 1251.8936 | 1251.8936 | 1295.2602 | 1295.2602 | 1273.1625 | 1611.532
QLD | Q2 | North Qld Clean Energy Hub | Wind | 43.2 | 50.9473 | 50.9473 | 50.9473 | 50.9473 | 749.3418 | 749.3418 | 749.3418 | 749.3418 | 749.3419 | 775.7083 | 777.3491 | 777.3491 | 777.3491 | 795.9393 | 795.9393 | 795.9393 | 795.9393 | 795.9393 | 800.2538 | 1250.4006 | 1250.4006 | 1207.2006 | 1209.5834 | 1209.5834 | 1209.5835 | 1209.5835
QLD | Q3 | Northern Qld | Wind | 0 | 0 | 0 | 0 | 0 | 0 | 0 | 0 | 0 | 0 | 0 | 0 | 0 | 0 | 0 | 0 | 0 | 0 | 0 | 0 | 0 | 0 | 0 | 0 | 0 | 0 | 0
QLD | Q4 | Isaac | Wind | 0 | 0.00030317 | 0.00030333 | 0.00031507 | 0.00080515 | 1000.0003 | 1000.0003 | 1000.0007 | 1000.0007 | 1000.0007 | 1000.0007 | 1000.0007 | 1000.0007 | 1000.0007 | 1000.0007 | 1000.0007 | 1000.0007 | 1000.0007 | 1000.0007 | 1000.0007 | 1000.0007 | 1000.0007 | 1000.0007 | 1142.6226 | 1142.6226 | 1521.4904 | 1521.4904
QLD | Q5 | Barcaldine | Wind | 0 | 0.00028477 | 0.00028509 | 0.00053003 | 0.0017103 | 0.0025298 | 0.0025315 | 89.9066 | 100.375 | 102.4146 | 114.5502 | 114.5502 | 114.5502 | 114.5502 | 114.5502 | 114.5502 | 114.5502 | 116.1894 | 116.1894 | 120.0112 | 130.9076 | 130.9076 | 130.9076 | 130.9079 | 130.9079 | 130.9079 | 130.9079
QLD | Q6 | Fitzroy | Wind | 0 | 0.0010042 | 0.0010046 | 503.408 | 900.0002 | 1132.3981 | 1132.3981 | 1132.3985 | 1132.3985 | 1132.3986 | 1680.3059 | 1680.3059 | 1680.3059 | 1680.3059 | 3500 | 3500 | 3500 | 3500 | 3500 | 3500 | 3500 | 3500 | 3500 | 4188.1357 | 4188.1357 | 4188.1357 | 4188.1357
QLD | Q7 | Wide Bay | Wind | 0 | 0.00023885 | 0.00023945 | 0.00026124 | 0.00029173 | 178.2938 | 178.2938 | 178.2938 | 178.2938 | 178.2938 | 178.2938 | 178.2938 | 178.2938 | 178.2938 | 178.2938 | 178.2938 | 178.2938 | 178.2938 | 178.2938 | 178.2938 | 178.2938 | 178.2938 | 178.2938 | 430.5044 | 1100.0001 | 1100.0001 | 1100.0001
QLD | Q8 | Darling Downs | Wind | 753 | 1572.8125 | 1572.8125 | 1572.8126 | 2325.9982 | 3171.7779 | 3171.7779 | 4709.919 | 4709.919 | 6091.6219 | 6525.9976 | 6525.9976 | 6525.9976 | 6525.9976 | 6525.9976 | 6525.9976 | 6525.9976 | 6525.9976 | 6525.9976 | 7338.1641 | 7338.1641 | 6885.1641 | 6885.1641 | 9073.6326 | 9073.6326 | 9365.4216 | 9365.4216
QLD | Q9 | Banana | Wind | 0 | 0.00012001 | 0.00012009 | 0.00014493 | 0.00036442 | 186.0628 | 186.0628 | 186.0628 | 186.0628 | 186.063 | 186.063 | 186.063 | 186.063 | 186.063 | 186.0633 | 186.0633 | 186.0633 | 364.5409 | 793.7555 | 793.7555 | 793.7857 | 793.7857 | 793.7857 | 1893.6431 | 1893.6431 | 1893.6431 | 1893.6431
NSW | N1 | North West NSW | Wind | 0 | 0 | 0 | 0 | 0 | 0 | 0 | 0 | 0 | 0 | 0 | 0 | 0 | 0 | 0 | 0 | 0 | 0 | 0 | 0 | 0 | 0 | 0 | 0 | 0 | 0 | 0
NSW | N2 | New England | Wind | 442.48 | 442.4853 | 454.3112 | 454.3113 | 3428.0296 | 4039.8974 | 4040.2484 | 4141.0999 | 4141.0999 | 4141.1 | 4222.5086 | 4330.5845 | 6065.2378 | 6513.966 | 7029.0967 | 6856.6167 | 6856.6167 | 6856.6167 | 6957.2314 | 7418.8057 | 7400 | 7400 | 7400 | 7400 | 7400 | 7400 | 7400
NSW | N3 | Central-West Orana | Wind | 113.19 | 2269.8832 | 2269.8832 | 3113.19 | 3637.575 | 3637.575 | 3894.7535 | 4278.7735 | 4278.7735 | 4808.9385 | 5432.884 | 5432.884 | 5432.884 | 5432.884 | 5432.884 | 5432.884 | 5654.2144 | 5705.457 | 5705.457 | 6976.1275 | 7564.8863 | 7564.8863 | 7564.887 | 8599.585 | 9968.446 | 10740.423 | 10627.233
NSW | N4 | Broken Hill | Wind | 198.94 | 198.9401 | 198.9401 | 198.9403 | 198.9403 | 198.9404 | 198.9407 | 212.3547 | 212.3547 | 262.9889 | 262.989 | 262.989 | 262.989 | 262.989 | 262.989 | 262.989 | 262.989 | 266.8696 | 266.8696 | 280.2636 | 271.5679 | 271.568 | 271.813 | 301.2201 | 301.2201 | 301.2201 | 301.2201
NSW | N5 | South West NSW | Wind | 0 | 0 | 0.00032117 | 0.00033242 | 0.00033699 | 0.00034461 | 0.00045136 | 0.00063079 | 0.00063314 | 0.00066126 | 0.00079992 | 0.00080071 | 0.00080159 | 0.00080421 | 0.00080755 | 0.00081159 | 0.00081375 | 0.0013171 | 0.0013199 | 68.9682 | 68.9682 | 68.9682 | 155.141 | 155.141 | 155.1411 | 155.1411 | 155.1411
NSW | N6 | Wagga Wagga | Wind | 0 | 0 | 0 | 0.00010039 | 0.0002327 | 0.00028021 | 0.00040288 | 0.00050342 | 0.00050647 | 0.0005104 | 0.00052749 | 0.00052766 | 0.00052789 | 0.00053005 | 0.00053199 | 0.00055567 | 0.00056112 | 0.00081429 | 0.00081674 | 0.0013625 | 0.0013629 | 0.0013664 | 0.0015695 | 0.00158 | 0.0039923 | 0.0040084 | 300.001
NSW | N7 | Tumut | Wind | 0 | 0 | 0 | 0 | 0 | 0 | 0 | 0 | 0 | 0 | 0 | 0 | 0 | 0 | 0 | 0 | 0 | 0 | 0 | 0 | 0 | 0 | 0 | 0 | 0 | 0 | 0
NSW | N8 | Cooma-Monaro | Wind | 113 | 372.2767 | 412.3125 | 412.3125 | 412.3125 | 412.3126 | 413.0001 | 413.1675 | 413.1675 | 413.1675 | 415.5061 | 415.5061 | 415.5061 | 415.5061 | 415.5061 | 415.5062 | 416.276 | 776.8475 | 776.8475 | 828 | 828 | 828 | 828 | 828 | 828 | 828 | 828
VIC | V1 | Ovens Murray | Wind | 0 | 0 | 0 | 0 | 0 | 0 | 0 | 0 | 0 | 0 | 0 | 0 | 0 | 0 | 0 | 0 | 0 | 0 | 0 | 0 | 0 | 0 | 0 | 0 | 0 | 0 | 0
VIC | V2 | Murray River | Wind | 0 | 0 | 0 | 0 | 0 | 0 | 0 | 0 | 0 | 0 | 0 | 0 | 0 | 0 | 0 | 0 | 0 | 0 | 0 | 0 | 0 | 0 | 0 | 0 | 0 | 0 | 0
VIC | V3 | Western Victoria | Wind | 1934.5 | 1934.5 | 1934.5 | 1934.5 | 1934.5 | 1934.5 | 1934.5 | 1934.5001 | 1934.5001 | 1934.5002 | 1882.0003 | 1690.0004 | 1690.0005 | 1690.0005 | 1690.0007 | 1690.0007 | 1690.0007 | 1690.0007 | 1690.0008 | 1658.9509 | 1527.7511 | 1215.7523 | 1215.7547 | 1375.4385 | 1163.0655 | 1281.3483 | 939.0344
VIC | V4 | South West Victoria | Wind | 2023.21 | 2415.6243 | 2415.6243 | 2877.6424 | 2877.6424 | 2884.2111 | 3080.7375 | 3161.0438 | 3161.0438 | 3161.0438 | 3161.0438 | 3161.0438 | 3161.0438 | 3161.0438 | 3093.8438 | 2673.8438 | 2673.8438 | 2551.5938 | 2551.5938 | 2532.0938 | 2855.3509 | 2855.3509 | 2578.6394 | 3313.9645 | 3378.7868 | 3780.6 | 3780.6
VIC | V5 | Gippsland | Wind | 0 | 500.0002 | 500.0002 | 500.0009 | 500.001 | 500.001 | 500.001 | 500.001 | 500.001 | 500.001 | 500.001 | 500.001 | 500.001 | 500.001 | 500.001 | 500.001 | 500.001 | 500.001 | 500.001 | 500.001 | 500.001 | 500.001 | 500.001 | 500.0015 | 500.0043 | 500.0043 | 500.1068
VIC | V6 | Central North VIC | Wind | 0 | 0.00031568 | 0.00031572 | 0.00094345 | 0.00098848 | 22.5305 | 22.5305 | 400.0007 | 400.0007 | 400.0007 | 400.0007 | 400.0007 | 400.0007 | 400.0007 | 400.0007 | 400.0007 | 400.0007 | 400.0007 | 400.0007 | 400.0007 | 400.0007 | 400.0011 | 400.0011 | 400.0015 | 400.0015 | 1173.7321 | 1173.7321
SA | S1 | South East SA | Wind | 324.5 | 762.1815 | 762.1815 | 1087.4631 | 1087.4631 | 1087.4631 | 1124.5009 | 1098.2526 | 1098.2526 | 1098.2526 | 1193.2158 | 1193.2158 | 1112.7158 | 1112.7158 | 1112.7158 | 1006.7487 | 1006.7487 | 967.7487 | 967.7487 | 1198.6134 | 1207.4695 | 1207.4695 | 1207.4695 | 1207.4695 | 1207.4696 | 1207.4696 | 1317.3607
SA | S2 | Riverland | Wind | 0 | 0.00021766 | 0.00021772 | 0.00028356 | 0.00029587 | 0.00030599 | 0.00036267 | 0.00047494 | 0.00047652 | 0.00052578 | 0.00063966 | 0.00064101 | 0.00064411 | 0.00064677 | 0.00065527 | 0.00067414 | 0.00067752 | 0.00068286 | 0.00068526 | 0.00095419 | 0.00095845 | 0.0010231 | 0.0010294 | 0.001052 | 0.0012556 | 0.0014361 | 0.0014397
SA | S3 | Mid-North SA | Wind | 1343.1 | 1343.1007 | 1343.1007 | 1474.1701 | 1474.1701 | 2246.9115 | 2329.8309 | 2329.8315 | 2329.8315 | 2350.9297 | 2252.2297 | 2252.2297 | 2180.8297 | 1996.0297 | 2188.2018 | 2188.2018 | 1914.9936 | 1914.9936 | 1914.9936 | 2027.6385 | 1813.7385 | 1813.7386 | 1682.9386 | 1682.9387 | 2071.0167 | 2590.9869 | 3178.6369
SA | S4 | Yorke Peninsula | Wind | 90.75 | 90.751 | 90.751 | 104.3368 | 105.3321 | 105.3321 | 105.6279 | 107.9383 | 107.9383 | 107.9383 | 107.9383 | 107.9383 | 107.9383 | 107.9383 | 107.9383 | 107.9383 | 107.9383 | 107.9383 | 107.9383 | 107.9383 | 107.9383 | 107.9405 | 107.9405 | 107.9405 | 107.9405 | 107.9405 | 107.9425
SA | S5 | Northern SA | Wind | 422.4 | 422.4 | 422.4 | 422.4 | 422.4 | 422.4 | 422.4 | 422.4 | 422.4 | 422.4 | 422.4 | 422.4 | 422.4 | 422.4 | 422.4 | 422.4 | 422.4 | 422.4 | 422.4 | 422.4 | 422.4 | 422.4 | 210 | 210 | 210 | 210 | 210
SA | S6 | Leigh Creek | Wind | 0 | 0.00035949 | 0.00035961 | 0.00042891 | 0.00045927 | 0.0011922 | 0.0012562 | 0.0012867 | 0.0012869 | 0.0013083 | 0.0013089 | 0.0013103 | 0.001311 | 0.0013139 | 310.2182 | 310.2182 | 310.2182 | 310.2182 | 310.2182 | 310.2182 | 419.5958 | 419.5959 | 419.5959 | 1859.6837 | 2164.9639 | 2164.9639 | 2164.9639
SA | S7 | Roxby Downs | Wind | 0 | 0 | 0 | 0 | 0 | 0 | 0 | 0 | 0 | 0 | 0 | 0 | 0 | 0 | 0 | 0 | 0 | 0 | 0 | 0 | 0 | 0 | 0 | 0 | 0 | 0 | 0
SA | S8 | Eastern Eyre Peninsula | Wind | 136 | 136.0004 | 136.0004 | 136.0009 | 136.0012 | 136.0012 | 136.0012 | 209.3151 | 209.3151 | 209.3215 | 209.3215 | 209.3215 | 139.3338 | 139.3338 | 139.3338 | 139.3338 | 139.3338 | 139.3338 | 139.3338 | 139.3339 | 139.3339 | 317.3892 | 317.3892 | 317.3892 | 317.3893 | 317.3893 | 317.3893
SA | S9 | Western Eyre Peninsula | Wind | 0 | 0.00035798 | 0.00035813 | 0.00066605 | 0.00072816 | 0.00073603 | 0.00074002 | 0.0019442 | 0.0019454 | 0.0066749 | 0.0067196 | 0.0067215 | 0.006799 | 0.0068012 | 0.006807 | 0.0068084 | 0.0068098 | 79.4492 | 79.4492 | 79.4492 | 79.4492 | 224.8098 | 224.8098 | 224.8098 | 224.8098 | 224.8098 | 224.8098
TAS | T1 | North East Tasmania | Wind | 168 | 245.4763 | 245.4763 | 245.4763 | 282.1051 | 282.1051 | 282.1051 | 282.1051 | 282.1052 | 282.5108 | 282.5108 | 282.5108 | 282.5108 | 282.5108 | 282.5108 | 282.5108 | 282.5108 | 282.5108 | 282.5108 | 282.5108 | 282.5108 | 282.5108 | 282.5108 | 282.5108 | 282.5108 | 282.5108 | 282.5108
TAS | T2 | North West Tasmania | Wind | 251.6 | 251.601 | 251.601 | 251.601 | 256.6798 | 496.4341 | 822.3933 | 822.3938 | 1179.1426 | 1179.1426 | 1179.1426 | 1179.1426 | 1179.1426 | 1179.1426 | 1179.1426 | 1179.1426 | 1179.1426 | 1179.1426 | 1179.1426 | 1179.1426 | 1179.1426 | 1179.1426 | 1179.1426 | 1179.1426 | 1179.1426 | 1179.1426 | 1179.1426
TAS | T3 | Central Highlands | Wind | 144 | 664.619 | 664.619 | 666.0929 | 892.0069 | 892.0072 | 1354.41 | 1362.9588 | 1387.9202 | 1391.4877 | 1391.4877 | 1391.4877 | 1391.4877 | 1391.4877 | 1391.4877 | 1391.4877 | 1422.6405 | 1489.592 | 1489.592 | 1489.592 | 1489.592 | 1345.592 | 1345.592 | 1345.592 | 1345.592 | 1345.592 | 1345.592
Region | REZ | REZ Name | Technology | 2023-24 | 2024-25 | 2025-26 | 2026-27 | 2027-28 | 2028-29 | 2029-30 | 2030-31 | 2031-32 | 2032-33 | 2033-34 | 2034-35 | 2035-36 | 2036-37 | 2037-38 | 2038-39 | 2039-40 | 2040-41 | 2041-42 | 2042-43 | 2043-44 | 2044-45 | 2045-46 | 2046-47 | 2047-48 | 2048-49 | 2049-50
NSW | O1 | Hunter Coast | Offshore Wind | 0 | 0 | 0 | 0 | 0 | 0 | 0 | 0 | 0 | 0 | 0 | 0 | 0 | 0 | 0 | 0 | 0 | 0 | 0 | 0.00010181 | 0.00010387 | 0.00010408 | 0.00010553 | 0.00012509 | 0.00012522 | 0.00015234 | 0.00015245
NSW | O2 | Illawarra Coast | Offshore Wind | 0 | 0 | 0 | 0 | 0 | 0 | 0 | 0 | 0 | 0 | 0 | 0 | 0 | 0 | 0 | 0 | 0 | 0 | 0 | 0 | 0 | 0 | 0 | 0.00012625 | 0.00012656 | 0.00019188 | 0.00019275
VIC | O3 | Gippsland Coast | Offshore Wind | 0 | 0 | 0 | 0 | 0 | 399.9998 | 799.9997 | 1199.9996 | 1599.9996 | 1999.9996 | 2666.6663 | 3333.3303 | 3813.3154 | 4342.644 | 4983.3257 | 4983.3257 | 4983.3257 | 5464.957 | 5464.957 | 5464.957 | 5464.957 | 5464.957 | 5464.957 | 5464.957 | 5464.957 | 5464.957 | 5464.957
TAS | O4 | North West Tasmania Coast | Offshore Wind | 0 | 0 | 0 | 0 | 0 | 0 | 0 | 0 | 0 | 0 | 0 | 0 | 0 | 0 | 0 | 0 | 0 | 0 | 0 | 0 | 0 | 0 | 0 | 0 | 0 | 0 | 0
VIC | O5 | Portland Coast | Offshore Wind | 0 | 0 | 0 | 0 | 0 | 0.00016173 | 0.0003033 | 0.00031829 | 0.00031994 | 0.00032196 | 0.00048497 | 0.002881 | 186.6845 | 657.3559 | 1016.6744 | 2016.6744 | 3016.6743 | 3535.0432 | 3535.0432 | 3535.0432 | 3535.0432 | 3535.0432 | 3535.0432 | 3535.0432 | 3535.0432 | 3535.0432 | 3535.0432
SA | O6 | South East SA Coast | Offshore Wind | 0 | 0 | 0 | 0 | 0 | 0 | 0 | 0 | 0 | 0 | 0 | 0 | 0 | 0 | 0 | 0 | 0 | 0 | 0 | 0 | 0 | 0 | 0 | 0 | 0 | 0 | 0.00010334

## BaseCase_VOM Cost
VOM cost by technology ($000s) - BaseCase, Step Change Scenario
VOM | Real June 2021 dollars discounted to 1 July 2021
Explicitly modelled generation
Region | Technology | 2023-24 | 2024-25 | 2025-26 | 2026-27 | 2027-28 | 2028-29 | 2029-30 | 2030-31 | 2031-32 | 2032-33 | 2033-34 | 2034-35 | 2035-36 | 2036-37 | 2037-38 | 2038-39 | 2039-40 | 2040-41 | 2041-42 | 2042-43 | 2043-44 | 2044-45 | 2045-46 | 2046-47 | 2047-48 | 2048-49 | 2049-50
NEM | Black Coal | 331379.3362 | 274226.8202 | 254089.2291 | 223396.2012 | 168480.0405 | 133152.8008 | 114347.3114 | 80509.1985 | 73244.884 | 61996.8775 | 38257.3915 | 35907.017 | 29486.43 | 27347.7005 | 27218.7037 | 24362.6833 | 6729.4076 | 2550.8018 | 2394.3298 | 0 | 0 | 0 | 0 | 0 | 0 | 0 | 0
NEM | Brown Coal | 106864.7825 | 88552.7195 | 78336.587 | 57756.705 | 56924.1005 | 44935.349 | 27161.181 | 16685.9995 | 12411.0205 | 0 | 0 | 0 | 0 | 0 | 0 | 0 | 0 | 0 | 0 | 0 | 0 | 0 | 0 | 0 | 0 | 0 | 0
NEM | CCGT | 14293.3859 | 10329.4913 | 18933.4118 | 22070.3124 | 23021.3284 | 24438.191 | 27211.061 | 29762.4893 | 24893.204 | 23180.5055 | 30744.1085 | 32603.3251 | 23505.1897 | 19456.9455 | 14813.3332 | 14710.8269 | 12907.6604 | 10574.094 | 8353.6411 | 9053.6108 | 6968.7797 | 5400.498 | 2777.8331 | 1936.6598 | 1813.2938 | 1698.3819 | 1629.1496
NEM | Gas - Steam | 238.7786 | 218.1926 | 648.2355 | 287.6658 | 190.6846 | 368.5038 | 290.9826 | 1580.0334 | 424.111 | 1332.9255 | 1066.7689 | 1029.1567 | 674.197 | 770.4816 | 775.4918 | 538.0037 | 0 | 0 | 0 | 0 | 0 | 0 | 0 | 0 | 0 | 0 | 0
NEM | OCGT / Diesel | 1879.0009 | 1531.5585 | 3082.0092 | 3036.8011 | 2218.9875 | 2954.2994 | 2284.3362 | 8669.0294 | 4699.8881 | 9034.9476 | 13594.5262 | 20290.2196 | 11531.1461 | 13397.5651 | 10918.5264 | 7369.5332 | 18474.5616 | 12400.6225 | 7822.0916 | 8354.0449 | 13410.6498 | 7881.4947 | 9280.1616 | 9381.7995 | 4085.8732 | 5913.705 | 4504.4508
NEM | Hydro | 115807.1825 | 99441.6811 | 96321.4992 | 88429.1514 | 70645.8093 | 79287.813 | 78310.236 | 72489.7477 | 71480.2159 | 66896.0432 | 70507.0817 | 65460.119 | 56572.7046 | 48270.408 | 53774.3283 | 45494.2007 | 39254.8146 | 34431.2927 | 32761.0323 | 35524.4212 | 33293.3399 | 29624.4185 | 26662.4134 | 32335.4107 | 29435.0996 | 27187.4741 | 24718.7642
NEM | Hydrogen Turbine | 0 | 0 | 0 | 0 | 0 | 0 | 0 | 0 | 0 | 0 | 0 | 0 | 0 | 0 | 0 | 0 | 0 | 0 | 0 | 0 | 0 | 0 | 0 | 0 | 0 | 0 | 0
NEM | Wind | 2522.6127 | 3908.7583 | 3797.1917 | 4266.8244 | 5253.7188 | 5982.2812 | 5997.6316 | 6134.1026 | 6215.0792 | 6114.3379 | 6068.7386 | 5801.4363 | 5916.1832 | 5909.7231 | 6008.2665 | 5708.4756 | 5357.3763 | 5221.1513 | 4887.1184 | 4869.9702 | 4651.8966 | 4437.0605 | 4309.6378 | 4562.5929 | 4461.2524 | 4297.9102 | 4117.5347
NEM | Solar PV | 1829.609 | 1597.9783 | 1734.1579 | 1730.0543 | 1627.0858 | 1513.6416 | 1623.5518 | 1883.41 | 1868.6133 | 2112.9181 | 2237.5852 | 2198.6724 | 2126.6817 | 2004.4003 | 1972.9721 | 2043.08 | 2595.2857 | 2653.2439 | 2887.5704 | 3240.5398 | 3219.0571 | 3039.202 | 2961.6657 | 2662.1398 | 2571.6089 | 2652.4656 | 2581.8432
NEM | Grid Battery | 36.656 | 34.492 | 118.4072 | 190.6876 | 392.1907 | 715.5772 | 704.8782 | 804.3394 | 750.948 | 1287.0116 | 1287.9191 | 1183.2185 | 1172.3363 | 1099.1849 | 959.3033 | 924.6303 | 1300.602 | 1242.2987 | 1694.4619 | 2009.1347 | 1916.6395 | 1916.902 | 1840.2172 | 1491.1355 | 1388.0959 | 1429.8646 | 1294.9658
NEM | Pumped Hydro | 3582.9638 | 5611.3916 | 5297.0351 | 8584.1557 | 10952.6811 | 16125.5134 | 16998.0286 | 22576.3045 | 21383.698 | 19360.0153 | 19987.8087 | 18414.1201 | 19606.295 | 18432.0298 | 17209.4437 | 14353.4017 | 11872.6099 | 9185.1566 | 10409.5066 | 9550.2605 | 8201.6376 | 7411.8538 | 6899.5278 | 8427.235 | 6276.9931 | 5677.0753 | 4150.0058
NEM | VPP | 19.3221 | 36.6271 | 61.6423 | 85.2967 | 108.7134 | 126.4407 | 159.5405 | 182.7601 | 200.7444 | 221.4662 | 248.9865 | 264.6813 | 288.5777 | 304.3671 | 302.0745 | 308.9954 | 316.0764 | 299.3369 | 311.0645 | 303.015 | 294.1585 | 296.179 | 297.7278 | 276.2213 | 272.1686 | 268.0899 | 254.6593
Total excluding storage |  | 578453.6301 | 485489.7105 | 462419.4059 | 409833.8557 | 339815.3406 | 309600.4111 | 275088.7389 | 241277.4143 | 217572.4064 | 191537.0485 | 184000.9149 | 183151.9661 | 150879.7414 | 136992.8061 | 133952.4436 | 115813.8308 | 98808.3945 | 78557.9983 | 71520.8166 | 72904.9971 | 71956.1586 | 60007.6084 | 55029.1845 | 61073.1945 | 50304.3856 | 49124.9667 | 43251.3734
Region | Technology | 2023-24 | 2024-25 | 2025-26 | 2026-27 | 2027-28 | 2028-29 | 2029-30 | 2030-31 | 2031-32 | 2032-33 | 2033-34 | 2034-35 | 2035-36 | 2036-37 | 2037-38 | 2038-39 | 2039-40 | 2040-41 | 2041-42 | 2042-43 | 2043-44 | 2044-45 | 2045-46 | 2046-47 | 2047-48 | 2048-49 | 2049-50
NSW1 | Black Coal | 166064.77 | 130853.482 | 114295.1503 | 102387.105 | 67270.9705 | 58171.682 | 46076.941 | 36106.458 | 33398.6055 | 32507.758 | 17256.746 | 16729.82 | 13787.447 | 11598.44 | 12233.6365 | 11571.4555 | 0 | 0 | 0 | 0 | 0 | 0 | 0 | 0 | 0 | 0 | 0
NSW1 | Brown Coal | 0 | 0 | 0 | 0 | 0 | 0 | 0 | 0 | 0 | 0 | 0 | 0 | 0 | 0 | 0 | 0 | 0 | 0 | 0 | 0 | 0 | 0 | 0 | 0 | 0 | 0 | 0
NSW1 | CCGT | 91.8176 | 39.895 | 1819.0542 | 3618.5395 | 4427.5775 | 3412.6248 | 5539.6405 | 5116.791 | 4237.5495 | 3465.9982 | 5809.154 | 6286.173 | 3729.0565 | 3623.9398 | 3747.8082 | 3951.045 | 3944.7392 | 3011.3308 | 2395.7202 | 2651.7382 | 0 | 0 | 0 | 0 | 0 | 0 | 0
NSW1 | Gas - Steam | 0 | 0 | 0 | 0 | 0 | 0 | 0 | 0 | 0 | 0 | 0 | 0 | 0 | 0 | 0 | 0 | 0 | 0 | 0 | 0 | 0 | 0 | 0 | 0 | 0 | 0 | 0
NSW1 | OCGT / Diesel | 65.9732 | 31.3183 | 168.3337 | 179.8771 | 109.6314 | 14.3521 | 13.1535 | 304.3582 | 55.222 | 368.4907 | 637.6934 | 2537.3154 | 1046.1416 | 1804.6892 | 806.8538 | 706.71 | 3435.4538 | 2769.4304 | 1523.161 | 1371.2853 | 3253.9513 | 1580.3245 | 2177.4164 | 1695.7742 | 1344.9977 | 1199.0085 | 1193.6547
NSW1 | Hydro | 13512.0983 | 17899.073 | 17655.387 | 16825.6174 | 13408.8333 | 18131.362 | 14566.7766 | 13993.8773 | 12728.0421 | 10672.5752 | 12467.1358 | 12170.0455 | 10758.9753 | 8835.702 | 11775.1843 | 9218.6604 | 7680.8654 | 7164.3251 | 6317.1367 | 6866.0451 | 6796.0747 | 5938.8172 | 4683.1325 | 6795.6131 | 6337.8141 | 5931.5853 | 5531.6951
NSW1 | Hydrogen Turbine | 0 | 0 | 0 | 0 | 0 | 0 | 0 | 0 | 0 | 0 | 0 | 0 | 0 | 0 | 0 | 0 | 0 | 0 | 0 | 0 | 0 | 0 | 0 | 0 | 0 | 0 | 0
NSW1 | Wind | 523.8037 | 1155.5604 | 1113.8466 | 1292.4853 | 2018.4694 | 2069.7447 | 1911.4664 | 1873.473 | 1766.7711 | 1780.5695 | 1748.8255 | 1653.3204 | 1853.6431 | 1810.0929 | 1817.6488 | 1615.5809 | 1521.3127 | 1380.2905 | 1356.3419 | 1374.8769 | 1318.6372 | 1292.5769 | 1251.2663 | 1303.6936 | 1242.822 | 1169.9655 | 1047.9672
NSW1 | Solar PV | 772.202 | 686.6029 | 808.8318 | 846.4553 | 808.7367 | 780.8577 | 878.7025 | 1089.3263 | 1030.5948 | 992.6771 | 1010.3981 | 931.6367 | 928.1145 | 873.7638 | 843.7992 | 845.892 | 1007.1661 | 992.0003 | 1053.7866 | 993.9993 | 928.7491 | 916.7789 | 876.5524 | 817.3187 | 756.0768 | 800.0865 | 792.5212
NSW1 | Grid Battery | 1.803 | 2.0803 | 86.1289 | 160.4941 | 364.0316 | 431.6261 | 434.7964 | 440.3166 | 399.3601 | 454.2967 | 401.0488 | 362.0725 | 357.138 | 332.1358 | 294.1074 | 277.4114 | 462.6428 | 423.1162 | 504.2249 | 450.4448 | 392.2284 | 455.1206 | 400.9904 | 342.4964 | 273.5998 | 326.3547 | 305.2487
NSW1 | Pumped Hydro | 732.3853 | 1386.6402 | 1318.6391 | 3481.9438 | 5920.2068 | 13509.7705 | 13969.2181 | 18713.2429 | 17720.9271 | 16138.2381 | 17074.7585 | 15835.152 | 16698.2632 | 16011.0415 | 15513.7172 | 12479.3025 | 10098.5389 | 7561.5547 | 8824.0196 | 8052.3495 | 6873.9348 | 6170.7948 | 5833.7361 | 7549.0042 | 5486.2407 | 4911.5912 | 3461.6739
NSW1 | VPP | 5.0671 | 11.0709 | 19.3492 | 26.9774 | 34.3998 | 40.1052 | 51.1197 | 60.161 | 66.6807 | 76.4641 | 86.9027 | 93.0791 | 103.4608 | 108.1224 | 107.7475 | 110.5938 | 115.5965 | 109.5898 | 114.8008 | 109.563 | 105.1942 | 107.8866 | 107.2428 | 97.6168 | 95.3049 | 97.0028 | 94.3789
Total excluding storage |  | 181769.9203 | 152065.723 | 137284.7207 | 128819.495 | 94362.857 | 96562.1252 | 83441.8147 | 77698.0044 | 71403.7529 | 66457.0677 | 56492.6628 | 56598.6146 | 49262.2401 | 44997.9274 | 47140.5029 | 40776.6514 | 28266.3155 | 23411.6379 | 22089.1917 | 21870.3022 | 19668.7698 | 16462.2996 | 15330.3368 | 18601.517 | 15536.8559 | 14435.5945 | 12427.1398
Region | Technology | 2023-24 | 2024-25 | 2025-26 | 2026-27 | 2027-28 | 2028-29 | 2029-30 | 2030-31 | 2031-32 | 2032-33 | 2033-34 | 2034-35 | 2035-36 | 2036-37 | 2037-38 | 2038-39 | 2039-40 | 2040-41 | 2041-42 | 2042-43 | 2043-44 | 2044-45 | 2045-46 | 2046-47 | 2047-48 | 2048-49 | 2049-50
QLD1 | Black Coal | 165314.5662 | 143373.3382 | 139794.0788 | 121009.0962 | 101209.07 | 74981.1188 | 68270.3704 | 44402.7405 | 39846.2785 | 29489.1195 | 21000.6455 | 19177.197 | 15698.983 | 15749.2605 | 14985.0672 | 12791.2278 | 6729.4076 | 2550.8018 | 2394.3298 | 0 | 0 | 0 | 0 | 0 | 0 | 0 | 0
QLD1 | Brown Coal | 0 | 0 | 0 | 0 | 0 | 0 | 0 | 0 | 0 | 0 | 0 | 0 | 0 | 0 | 0 | 0 | 0 | 0 | 0 | 0 | 0 | 0 | 0 | 0 | 0 | 0 | 0
QLD1 | CCGT | 6926.9895 | 5485.9493 | 10111.4726 | 14365.1477 | 14781.6797 | 15831.9732 | 16872.813 | 18279.7953 | 16448.194 | 15002.1428 | 19740.719 | 20591.1276 | 16120.0622 | 12058.8655 | 11065.525 | 10759.7819 | 8962.9212 | 7562.7632 | 5957.9209 | 6401.8726 | 6968.7797 | 5400.498 | 2777.8331 | 1936.6598 | 1813.2938 | 1698.3819 | 1629.1496
QLD1 | Gas - Steam | 0 | 0 | 0 | 0 | 0 | 0 | 0 | 0 | 0 | 0 | 0 | 0 | 0 | 0 | 0 | 0 | 0 | 0 | 0 | 0 | 0 | 0 | 0 | 0 | 0 | 0 | 0
QLD1 | OCGT / Diesel | 23.5783 | 0.0018921 | 22.2827 | 152.4511 | 190.5659 | 121.7024 | 41.7342 | 2398.9364 | 2035.6611 | 2323.0744 | 6669.925 | 6765.148 | 5626.166 | 6588.8883 | 2708.3586 | 1509.3575 | 4497.6638 | 3167.672 | 1471.007 | 2405.7404 | 2978.8397 | 2167.9823 | 3073.4824 | 2634.4412 | 891.0071 | 2130.3561 | 1375.5446
QLD1 | Hydro | 4790.3924 | 4541.2348 | 4412.807 | 4011.9621 | 3874.0692 | 3733.1473 | 3509.4437 | 3283.3344 | 3096.1936 | 2950.8424 | 2779.5334 | 2599.6109 | 2436.9625 | 2273.835 | 668.1244 | 623.0037 | 451.5506 | 402.1504 | 358.6953 | 0 | 0 | 0 | 0 | 0 | 0 | 0 | 0
QLD1 | Hydrogen Turbine | 0 | 0 | 0 | 0 | 0 | 0 | 0 | 0 | 0 | 0 | 0 | 0 | 0 | 0 | 0 | 0 | 0 | 0 | 0 | 0 | 0 | 0 | 0 | 0 | 0 | 0 | 0
QLD1 | Wind | 353.739 | 654.2371 | 655.1744 | 743.8106 | 1012.2789 | 1601.8812 | 1502.5824 | 1727.0909 | 1607.879 | 1732.5125 | 1708.5941 | 1612.3911 | 1498.0538 | 1511.2567 | 1677.4629 | 1569.0435 | 1472.1745 | 1348.553 | 1336.6187 | 1297.7675 | 1272.988 | 1140.2381 | 1136.7743 | 1366.6105 | 1300.3128 | 1318.0475 | 1193.8783
QLD1 | Solar PV | 751.2702 | 662.7771 | 686.4801 | 658.5983 | 605.2974 | 534.9888 | 561.6235 | 626.2115 | 679.0213 | 726.5412 | 861.0772 | 872.2365 | 820.2633 | 765.1208 | 775.4582 | 860.4592 | 1247.3885 | 1305.6285 | 1294.6013 | 1734.6714 | 1619.0125 | 1456.0379 | 1402.4386 | 1278.3385 | 1275.5164 | 1314.7973 | 1310.1233
QLD1 | Grid Battery | 4.6923 | 4.4354 | 4.2809 | 4.1039 | 3.8982 | 261.7539 | 249.2949 | 309.1705 | 301.9083 | 451.3381 | 547.5573 | 517.263 | 487.4401 | 469.0603 | 387.3641 | 388.5076 | 593.852 | 579.5437 | 715.088 | 1122.6631 | 1022.8106 | 944.8778 | 913.8557 | 726.963 | 719.3751 | 746.0329 | 701.6272
QLD1 | Pumped Hydro | 2850.5785 | 4224.7514 | 3978.3955 | 5102.2112 | 5032.4737 | 2615.7423 | 3028.8098 | 3855.7719 | 3588.4325 | 3108.7521 | 2805.5518 | 2475.9681 | 2772.7885 | 2294.5154 | 1554.4078 | 1754.4838 | 1653.7996 | 1495.6738 | 1459.9454 | 1361.5964 | 1200.6788 | 1109.8341 | 922.4591 | 745.4957 | 664.7927 | 653.1119 | 586.8823
QLD1 | VPP | 4.4908 | 9.0327 | 15.152 | 22.4311 | 28.737 | 34.9264 | 45.793 | 54.3372 | 59.9356 | 66.9685 | 75.4205 | 81.966 | 87.2005 | 93.7864 | 92.7021 | 96.7563 | 98.57 | 98.5822 | 98.111 | 99.2099 | 97.6808 | 94.6246 | 95.0824 | 90.7079 | 88.6985 | 85.9229 | 84.3748
Total excluding storage |  | 181020.2971 | 158955.7579 | 159680.124 | 146069.8122 | 126738.0701 | 99717.2343 | 94082.4648 | 74937.3886 | 67663.5038 | 55851.2916 | 56189.0237 | 54692.9082 | 45547.9199 | 41804.5889 | 33914.4702 | 30352.6213 | 25707.3279 | 18511.3685 | 15086.3176 | 14423.5212 | 15160.79 | 12314.0929 | 10321.9256 | 8779.2166 | 6752.9965 | 7946.6506 | 6881.5802
Region | Technology | 2023-24 | 2024-25 | 2025-26 | 2026-27 | 2027-28 | 2028-29 | 2029-30 | 2030-31 | 2031-32 | 2032-33 | 2033-34 | 2034-35 | 2035-36 | 2036-37 | 2037-38 | 2038-39 | 2039-40 | 2040-41 | 2041-42 | 2042-43 | 2043-44 | 2044-45 | 2045-46 | 2046-47 | 2047-48 | 2048-49 | 2049-50
VIC1 | Black Coal | 0 | 0 | 0 | 0 | 0 | 0 | 0 | 0 | 0 | 0 | 0 | 0 | 0 | 0 | 0 | 0 | 0 | 0 | 0 | 0 | 0 | 0 | 0 | 0 | 0 | 0 | 0
VIC1 | Brown Coal | 106864.7825 | 88552.7195 | 78336.587 | 57756.705 | 56924.1005 | 44935.349 | 27161.181 | 16685.9995 | 12411.0205 | 0 | 0 | 0 | 0 | 0 | 0 | 0 | 0 | 0 | 0 | 0 | 0 | 0 | 0 | 0 | 0 | 0 | 0
VIC1 | CCGT | 0 | 0 | 0 | 0 | 0 | 0 | 0 | 0 | 0 | 0 | 0 | 0 | 0 | 0 | 0 | 0 | 0 | 0 | 0 | 0 | 0 | 0 | 0 | 0 | 0 | 0 | 0
VIC1 | Gas - Steam | 35.983 | 36.818 | 134.9074 | 287.6658 | 190.6846 | 368.5038 | 290.9826 | 1580.0334 | 424.111 | 1332.9255 | 1066.7689 | 1029.1567 | 674.197 | 770.4816 | 775.4918 | 538.0037 | 0 | 0 | 0 | 0 | 0 | 0 | 0 | 0 | 0 | 0 | 0
VIC1 | OCGT / Diesel | 222.6904 | 145.4883 | 339.1235 | 1163.0217 | 649.7366 | 1022.0844 | 578.8236 | 2795.2968 | 717.2659 | 3903.3377 | 3263.5655 | 6854.952 | 2775.7989 | 2894.8601 | 4369.6195 | 2771.4414 | 7017.1918 | 4176.1507 | 3352.5069 | 2928.3213 | 4968.0473 | 3636.988 | 3639.5464 | 4778.4547 | 1668.1287 | 2321.2293 | 1713.1081
VIC1 | Hydro | 18152.1738 | 20864.183 | 20377.8754 | 18305.0616 | 14492.5507 | 20660.3392 | 16315.3687 | 13356.5356 | 12654.3317 | 10943.0739 | 12741.1106 | 12404.3428 | 11195.5698 | 8866.2485 | 12709.9217 | 10046.5833 | 8239.469 | 7767.6611 | 6728.0516 | 7817.7254 | 7652.8861 | 6875.8696 | 5481.5186 | 7816.5533 | 7409.606 | 7011.0928 | 6614.694
VIC1 | Hydrogen Turbine | 0 | 0 | 0 | 0 | 0 | 0 | 0 | 0 | 0 | 0 | 0 | 0 | 0 | 0 | 0 | 0 | 0 | 0 | 0 | 0 | 0 | 0 | 0 | 0 | 0 | 0 | 0
VIC1 | Wind | 890.5152 | 1064.9302 | 1040.6305 | 1125.6116 | 1077.4718 | 1064.8636 | 1188.042 | 1242.6061 | 1411.6068 | 1297.2149 | 1382.8575 | 1412.4305 | 1457.9211 | 1544.338 | 1516.9107 | 1597.2733 | 1537.8572 | 1658.9133 | 1444.4321 | 1449.5573 | 1376.7011 | 1298.6326 | 1265.6129 | 1192.575 | 1212.5139 | 1143.1681 | 1185.4911
VIC1 | Solar PV | 193.0258 | 156.4405 | 149.2901 | 143.5246 | 134.5874 | 125.491 | 117.1372 | 107.7945 | 102.1065 | 268.8852 | 251.8224 | 243.3666 | 236.4417 | 222.108 | 190.4909 | 182.4933 | 183.1406 | 154.6919 | 225.6671 | 219.315 | 287.7197 | 307.4441 | 306.2577 | 256.7066 | 251.124 | 254.1001 | 222.4815
VIC1 | Grid Battery | 14.0312 | 12.3882 | 13.7071 | 12.7698 | 11.6303 | 10.4638 | 9.8225 | 36.9691 | 33.4385 | 245.619 | 216.8472 | 191.8341 | 182.2381 | 158.8599 | 138.1889 | 127.4779 | 119.3547 | 91.842 | 188.0111 | 186.0276 | 171.3138 | 205.2137 | 194.7028 | 171.064 | 171.077 | 151.4993 | 121.2374
VIC1 | Pumped Hydro | 0 | 0 | 0.00012687 | 0.00026228 | 0.00025222 | 0.00023163 | 0.00023469 | 0.00042124 | 0.0004065 | 0.00041176 | 0.00038766 | 0.00050595 | 0.00063709 | 0.00060563 | 8.7997 | 8.3789 | 7.787 | 38.0286 | 39.0789 | 50.7759 | 48.2856 | 46.7 | 65.402 | 55.3571 | 56.2113 | 50.1619 | 45.371
VIC1 | VPP | 3.5586 | 7.8245 | 16.513 | 23.7247 | 31.4993 | 35.5306 | 43.5807 | 46.8822 | 49.9277 | 51.1545 | 56.4453 | 58.4107 | 64.6249 | 67.5854 | 66.7606 | 66.6066 | 66.0886 | 58.7161 | 62.6991 | 59.9441 | 57.2088 | 59.5674 | 60.102 | 55.1924 | 57.5417 | 54.5893 | 48.584
Total excluding storage |  | 126376.7606 | 110840.7922 | 100408.6342 | 78818.0851 | 73512.2615 | 68222.6257 | 45704.9385 | 35852.1176 | 27803.809 | 18042.2111 | 18979.4178 | 22194.4939 | 16586.7921 | 14524.482 | 19776.1838 | 15338.2585 | 17170.8889 | 13946.0034 | 12040.4467 | 12711.6665 | 14562.1625 | 12430.4155 | 11013.1422 | 14325.9032 | 10826.2025 | 10985.8407 | 9950.9671
Region | Technology | 2023-24 | 2024-25 | 2025-26 | 2026-27 | 2027-28 | 2028-29 | 2029-30 | 2030-31 | 2031-32 | 2032-33 | 2033-34 | 2034-35 | 2035-36 | 2036-37 | 2037-38 | 2038-39 | 2039-40 | 2040-41 | 2041-42 | 2042-43 | 2043-44 | 2044-45 | 2045-46 | 2046-47 | 2047-48 | 2048-49 | 2049-50
SA1 | Black Coal | 0 | 0 | 0 | 0 | 0 | 0 | 0 | 0 | 0 | 0 | 0 | 0 | 0 | 0 | 0 | 0 | 0 | 0 | 0 | 0 | 0 | 0 | 0 | 0 | 0 | 0 | 0
SA1 | Brown Coal | 0 | 0 | 0 | 0 | 0 | 0 | 0 | 0 | 0 | 0 | 0 | 0 | 0 | 0 | 0 | 0 | 0 | 0 | 0 | 0 | 0 | 0 | 0 | 0 | 0 | 0 | 0
SA1 | CCGT | 7274.5787 | 4803.647 | 7002.885 | 4086.6252 | 3812.0712 | 5193.593 | 4798.6075 | 6365.903 | 4207.4605 | 4712.3645 | 5194.2355 | 5726.0245 | 3656.071 | 3774.1402 | 0 | 0 | 0 | 0 | 0 | 0 | 0 | 0 | 0 | 0 | 0 | 0 | 0
SA1 | Gas - Steam | 202.7956 | 181.3747 | 513.328 | 0 | 0 | 0 | 0 | 0 | 0 | 0 | 0 | 0 | 0 | 0 | 0 | 0 | 0 | 0 | 0 | 0 | 0 | 0 | 0 | 0 | 0 | 0 | 0
SA1 | OCGT / Diesel | 1566.7584 | 1354.7493 | 2552.2686 | 1539.9729 | 1269.0528 | 1796.1598 | 1642.8755 | 3144.4369 | 1870.7135 | 2346.561 | 2951.6229 | 3972.4845 | 2021.1487 | 2063.473 | 2926.4082 | 2322.4266 | 3376.1363 | 2257.7526 | 1449.181 | 1621.8752 | 2180.8161 | 482.3614 | 378.7768 | 266.917 | 171.0916 | 244.0446 | 207.3655
SA1 | Hydro | 0 | 0 | 0 | 0 | 0 | 0 | 0 | 0 | 0 | 0 | 0 | 0 | 0 | 0 | 0 | 0 | 0 | 0 | 0 | 0 | 0 | 0 | 0 | 0 | 0 | 0 | 0
SA1 | Hydrogen Turbine | 0 | 0 | 0 | 0 | 0 | 0 | 0 | 0 | 0 | 0 | 0 | 0 | 0 | 0 | 0 | 0 | 0 | 0 | 0 | 0 | 0 | 0 | 0 | 0 | 0 | 0 | 0
SA1 | Wind | 591.0069 | 655.9222 | 604.3571 | 739.7034 | 693.6917 | 778.5092 | 759.5881 | 700.9146 | 718.3964 | 642.5408 | 628.0867 | 538.6194 | 548.9036 | 498.9311 | 504.3324 | 479.3184 | 410.084 | 413.7302 | 357.9563 | 385.0361 | 329.1091 | 369.6838 | 325.9829 | 395.6625 | 425.2902 | 408.6739 | 427.3845
SA1 | Solar PV | 113.1109 | 92.1579 | 89.5558 | 81.4761 | 78.4643 | 72.304 | 66.0887 | 60.0776 | 56.8907 | 124.8146 | 114.2875 | 151.4325 | 141.8622 | 143.4077 | 163.2238 | 154.2355 | 157.5904 | 193.7015 | 306.3854 | 284.7158 | 376.7311 | 352.0621 | 369.9061 | 304.5703 | 283.2681 | 278.1399 | 252.0723
SA1 | Grid Battery | 16.1295 | 15.588 | 14.2903 | 13.3196 | 12.6305 | 11.7333 | 10.9642 | 17.8829 | 16.2409 | 135.7573 | 122.4654 | 112.0486 | 145.5197 | 139.1287 | 139.6427 | 131.233 | 124.7523 | 147.7964 | 287.1375 | 249.9989 | 330.2862 | 311.6894 | 330.6678 | 250.6116 | 224.0435 | 205.9773 | 166.852
SA1 | Pumped Hydro | 0 | 0 | 0.00012195 | 0.00016542 | 0.0001614 | 0.0001512 | 0.00014942 | 0.0001842 | 0.00018104 | 0.00016983 | 0.00016041 | 0.00015599 | 0.00018554 | 0.00018045 | 0.00020091 | 0.00019145 | 0.00019308 | 0.00020915 | 0.00022099 | 0.00020418 | 0.00019967 | 0.00023703 | 0.00022988 | 0.00020913 | 0.00020215 | 0.00019375 | 0.00019804
SA1 | VPP | 6.1671 | 8.3626 | 10.168 | 11.4059 | 12.9002 | 14.1636 | 16.7273 | 18.5107 | 20.3802 | 23.0464 | 25.9839 | 26.9985 | 28.7887 | 30.4211 | 30.2735 | 30.6514 | 30.9103 | 28.6943 | 31.1072 | 30.305 | 30.2258 | 29.9601 | 31.4841 | 28.7836 | 26.8751 | 26.8018 | 24.0514
Total excluding storage |  | 9770.5472 | 7111.8016 | 10786.853 | 6472.5033 | 5878.8109 | 7866.463 | 7294.8514 | 10307.7258 | 6890.0823 | 7985.0847 | 9036.6821 | 10527.6082 | 6542.2942 | 6649.502 | 3763.8807 | 3117.8651 | 4099.4735 | 3041.6752 | 2431.7676 | 2571.9312 | 3247.1684 | 1545.7571 | 1436.818 | 1246.5452 | 1130.5687 | 1163.6377 | 1077.7259
Region | Technology | 2023-24 | 2024-25 | 2025-26 | 2026-27 | 2027-28 | 2028-29 | 2029-30 | 2030-31 | 2031-32 | 2032-33 | 2033-34 | 2034-35 | 2035-36 | 2036-37 | 2037-38 | 2038-39 | 2039-40 | 2040-41 | 2041-42 | 2042-43 | 2043-44 | 2044-45 | 2045-46 | 2046-47 | 2047-48 | 2048-49 | 2049-50
TAS1 | Black Coal | 0 | 0 | 0 | 0 | 0 | 0 | 0 | 0 | 0 | 0 | 0 | 0 | 0 | 0 | 0 | 0 | 0 | 0 | 0 | 0 | 0 | 0 | 0 | 0 | 0 | 0 | 0
TAS1 | Brown Coal | 0 | 0 | 0 | 0 | 0 | 0 | 0 | 0 | 0 | 0 | 0 | 0 | 0 | 0 | 0 | 0 | 0 | 0 | 0 | 0 | 0 | 0 | 0 | 0 | 0 | 0 | 0
TAS1 | CCGT | 0 | 0 | 0 | 0 | 0 | 0 | 0 | 0 | 0 | 0 | 0 | 0 | 0 | 0 | 0 | 0 | 0 | 0 | 0 | 0 | 0 | 0 | 0 | 0 | 0 | 0 | 0
TAS1 | Gas - Steam | 0 | 0 | 0 | 0 | 0 | 0 | 0 | 0 | 0 | 0 | 0 | 0 | 0 | 0 | 0 | 0 | 0 | 0 | 0 | 0 | 0 | 0 | 0 | 0 | 0 | 0 | 0
TAS1 | OCGT / Diesel | 0.00057314 | 0.00071363 | 0.00071792 | 1.4784 | 0.00070902 | 0.00071361 | 7.7493 | 26.001 | 21.0256 | 93.4838 | 71.7194 | 160.3198 | 61.8908 | 45.6545 | 107.2863 | 59.5978 | 148.1159 | 29.6169 | 26.2357 | 26.8226 | 28.9955 | 13.8384 | 10.9396 | 6.2124 | 10.6482 | 19.0665 | 14.7778
TAS1 | Hydro | 79352.518 | 56137.1903 | 53875.4298 | 49286.5102 | 38870.3562 | 36762.9645 | 43918.647 | 41856.0003 | 43001.6485 | 42329.5517 | 42519.3019 | 38286.1198 | 32181.197 | 28294.6225 | 28621.0979 | 25605.9532 | 22882.9296 | 19097.1561 | 19357.1486 | 20840.6508 | 18844.379 | 16809.7316 | 16497.7624 | 17723.2443 | 15687.6795 | 14244.796 | 12572.3751
TAS1 | Hydrogen Turbine | 0 | 0 | 0 | 0 | 0 | 0 | 0 | 0 | 0 | 0 | 0 | 0 | 0 | 0 | 0 | 0 | 0 | 0 | 0 | 0 | 0 | 0 | 0 | 0 | 0 | 0 | 0
TAS1 | Wind | 163.5479 | 378.1083 | 383.1831 | 365.2135 | 451.8069 | 467.2825 | 635.9528 | 590.0181 | 710.4259 | 661.5002 | 600.3747 | 584.6749 | 557.6616 | 545.1044 | 491.9118 | 447.2596 | 415.9478 | 419.6643 | 391.7694 | 362.7325 | 354.4611 | 335.929 | 330.0015 | 304.0513 | 280.3136 | 258.0553 | 262.8136
TAS1 | Solar PV | 0 | 2.5725e-05 | 2.4111e-05 | 2.5933e-05 | 2.3427e-05 | 1.8814e-05 | 1.9292e-05 | 2.4989e-05 | 2.2563e-05 | 5.7516e-05 | 5.8638e-05 | 5.9422e-05 | 5.6565e-05 | 5.2011e-05 | 4.2143e-05 | 4.1375e-05 | 6.6551e-05 | 7.2217 | 7.13 | 7.8383 | 6.8446 | 6.8789 | 6.5109 | 5.2057 | 5.6236 | 5.3418 | 4.645
TAS1 | Grid Battery | 0 | 0.00011575 | 0.00012792 | 0.00013743 | 0.00015566 | 0.0001505 | 0.00016901 | 0.00026309 | 0.00031848 | 0.00032292 | 0.00030868 | 0.0003022 | 0.00031123 | 0.00030351 | 0.00032829 | 0.00031478 | 0.00031984 | 0.00039245 | 0.00042401 | 0.00039742 | 0.00042259 | 0.00051413 | 0.00048572 | 0.00042866 | 0.00043848 | 0.00043773 | 0.00047329
TAS1 | Pumped Hydro | 0 | 0 | 0.00020271 | 0.00020789 | 0.00022777 | 0.00025038 | 0.00031483 | 7.2891 | 74.3379 | 113.0245 | 107.4979 | 102.9993 | 135.2425 | 126.4722 | 132.5189 | 111.2363 | 112.4841 | 89.8994 | 86.4624 | 85.5385 | 78.7383 | 84.5247 | 77.9304 | 77.3779 | 69.7482 | 62.2102 | 56.0784
TAS1 | VPP | 0.038472 | 0.33629 | 0.46009 | 0.75762 | 1.177 | 1.7148 | 2.3199 | 2.869 | 3.8202 | 3.8327 | 4.2341 | 4.227 | 4.5028 | 4.4518 | 4.5907 | 4.3872 | 4.911 | 3.7545 | 4.3464 | 3.9929 | 3.8489 | 4.1403 | 3.8165 | 3.9206 | 3.7485 | 3.7731 | 3.2702
Total excluding storage |  | 79516.1049 | 56515.6358 | 54259.074 | 49653.96 | 39323.3411 | 37231.963 | 44564.6695 | 42482.1778 | 43811.2584 | 43201.3934 | 43303.1284 | 39138.3411 | 32940.495 | 29016.3058 | 29357.406 | 26228.4345 | 23564.3888 | 19647.3134 | 19873.093 | 21327.5759 | 19317.2678 | 17255.0433 | 16926.9618 | 18120.0126 | 16057.762 | 14593.2433 | 12913.9604
Explicitly modelled pumping
Region | Technology | 2023-24 | 2024-25 | 2025-26 | 2026-27 | 2027-28 | 2028-29 | 2029-30 | 2030-31 | 2031-32 | 2032-33 | 2033-34 | 2034-35 | 2035-36 | 2036-37 | 2037-38 | 2038-39 | 2039-40 | 2040-41 | 2041-42 | 2042-43 | 2043-44 | 2044-45 | 2045-46 | 2046-47 | 2047-48 | 2048-49 | 2049-50
NEM | Grid Battery pump | 43.3983 | 41.0068 | 40.9964 | 38.3783 | 35.8787 | 32.56 | 30.6264 | 28.3419 | 26.3455 | 25.0988 | 21.7609 | 18.336 | 17.2444 | 14.8646 | 13.1002 | 12.5175 | 11.7881 | 10.243 | 7.4387 | 7.0828 | 3.3546 | 3.1081 | 2.9511 | 2.5947 | 2.3907 | 2.2567 | 2.0403
NEM | Pumped Hydro Pump | 8458.775 | 13983.4005 | 12355.5621 | 18979.2585 | 22603.1283 | 24920.3864 | 28593.0907 | 35222.2795 | 35254.573 | 30810.8862 | 32044.1116 | 28014.1769 | 30666.0846 | 28997.4265 | 25850.5713 | 22459.3056 | 17753.8613 | 14018.775 | 15625.4332 | 15119.3855 | 11613.3045 | 11166.0995 | 10602.6521 | 12186.2956 | 9323.4498 | 7847.4741 | 5939.1965
NEM | VPP pump | 22.666 | 43.1405 | 72.5599 | 100.2702 | 128.0486 | 148.6175 | 187.7749 | 214.954 | 236.728 | 260.2009 | 292.8847 | 311.8933 | 339.0522 | 358.0295 | 356.0481 | 363.7521 | 370.9763 | 353.1975 | 365.2596 | 356.7705 | 346.0156 | 348.1669 | 350.8277 | 324.5016 | 320.7558 | 314.8071 | 299.4949
Region | Technology | 2023-24 | 2024-25 | 2025-26 | 2026-27 | 2027-28 | 2028-29 | 2029-30 | 2030-31 | 2031-32 | 2032-33 | 2033-34 | 2034-35 | 2035-36 | 2036-37 | 2037-38 | 2038-39 | 2039-40 | 2040-41 | 2041-42 | 2042-43 | 2043-44 | 2044-45 | 2045-46 | 2046-47 | 2047-48 | 2048-49 | 2049-50
NSW1 | Grid Battery pump | 2.1386 | 2.4756 | 2.6925 | 2.5913 | 2.3733 | 2.0997 | 1.9638 | 1.9318 | 1.7847 | 1.7107 | 1.5814 | 1.4074 | 1.3888 | 0 | 0 | 0 | 0 | 0 | 0 | 0 | 0 | 0 | 0 | 0 | 0 | 0 | 0
NSW1 | Pumped Hydro Pump | 4395.4805 | 8011.4483 | 6859.5779 | 11974.2595 | 15669.6487 | 21403.7904 | 24507.4949 | 29995.2213 | 30385.9632 | 26623.9013 | 28318.8804 | 24726.2698 | 26972.5306 | 25964.3463 | 24204.248 | 20606.3187 | 16135.0435 | 12544.021 | 14185.4082 | 13785.8936 | 10449.9661 | 10048.9195 | 9699.8675 | 11588.2341 | 8781.9994 | 7313.9042 | 5455.2016
NSW1 | VPP pump | 5.9412 | 13.0319 | 22.7582 | 31.7396 | 40.4786 | 47.179 | 60.144 | 70.7815 | 78.6647 | 89.752 | 102.2831 | 109.6952 | 121.5048 | 127.2086 | 127.1501 | 130.1265 | 135.618 | 129.3246 | 134.8033 | 128.8123 | 123.757 | 126.9168 | 126.4079 | 114.6558 | 112.4056 | 113.8202 | 111.0422
Region | Technology | 2023-24 | 2024-25 | 2025-26 | 2026-27 | 2027-28 | 2028-29 | 2029-30 | 2030-31 | 2031-32 | 2032-33 | 2033-34 | 2034-35 | 2035-36 | 2036-37 | 2037-38 | 2038-39 | 2039-40 | 2040-41 | 2041-42 | 2042-43 | 2043-44 | 2044-45 | 2045-46 | 2046-47 | 2047-48 | 2048-49 | 2049-50
QLD1 | Grid Battery pump | 5.5702 | 5.2803 | 5.11 | 4.8719 | 4.6406 | 4.2032 | 3.9345 | 3.7831 | 3.5847 | 3.4586 | 3.2439 | 2.9863 | 2.7511 | 2.6472 | 2.3392 | 2.2137 | 2.1692 | 2.093 | 2.0189 | 1.9965 | 1.8622 | 1.7145 | 1.6535 | 1.4909 | 1.3993 | 1.3109 | 1.2496
QLD1 | Pumped Hydro Pump | 4063.2945 | 5971.9522 | 5495.9842 | 7004.999 | 6933.4797 | 3516.596 | 4085.5958 | 5227.0582 | 4868.6098 | 4186.9849 | 3725.2312 | 3287.9071 | 3693.554 | 3033.0802 | 1646.3233 | 1852.9869 | 1618.8179 | 1474.7541 | 1440.025 | 1333.4919 | 1163.3384 | 1117.18 | 902.7847 | 598.0615 | 541.4504 | 533.5699 | 483.9949
QLD1 | VPP pump | 5.2685 | 10.6272 | 17.874 | 26.3433 | 33.8097 | 41.0919 | 53.8769 | 63.9294 | 70.7043 | 78.6028 | 88.7913 | 96.5459 | 102.5611 | 110.213 | 109.3904 | 113.6493 | 115.8399 | 116.2035 | 115.3809 | 116.726 | 114.9074 | 111.3264 | 111.8037 | 106.8178 | 104.2352 | 101.1684 | 99.1426
Region | Technology | 2023-24 | 2024-25 | 2025-26 | 2026-27 | 2027-28 | 2028-29 | 2029-30 | 2030-31 | 2031-32 | 2032-33 | 2033-34 | 2034-35 | 2035-36 | 2036-37 | 2037-38 | 2038-39 | 2039-40 | 2040-41 | 2041-42 | 2042-43 | 2043-44 | 2044-45 | 2045-46 | 2046-47 | 2047-48 | 2048-49 | 2049-50
VIC1 | Grid Battery pump | 16.6634 | 14.7958 | 16.3136 | 15.16 | 13.8858 | 12.4168 | 11.7254 | 10.8116 | 10.0326 | 9.417 | 7.0009 | 5.966 | 5.6711 | 5.0801 | 4.2942 | 4.1429 | 3.7469 | 2.9398 | 0 | 0 | 0 | 0 | 0 | 0 | 0 | 0 | 0
VIC1 | Pumped Hydro Pump | 0 | 0 | 0 | 0 | 0 | 0 | 0 | 0 | 0 | 0 | 0 | 0 | 0 | 0 | 0 | 0 | 0 | 0 | 0 | 0 | 0 | 0 | 0 | 0 | 0 | 0 | 0
VIC1 | VPP pump | 4.175 | 9.2321 | 19.4381 | 27.8766 | 37.1523 | 41.7107 | 51.2912 | 55.142 | 58.8861 | 60.1599 | 66.3128 | 68.899 | 75.8381 | 79.5538 | 78.5119 | 78.6413 | 77.4829 | 69.3575 | 73.4952 | 70.7837 | 67.307 | 69.833 | 70.9727 | 64.6792 | 67.958 | 63.972 | 57.1647
Region | Technology | 2023-24 | 2024-25 | 2025-26 | 2026-27 | 2027-28 | 2028-29 | 2029-30 | 2030-31 | 2031-32 | 2032-33 | 2033-34 | 2034-35 | 2035-36 | 2036-37 | 2037-38 | 2038-39 | 2039-40 | 2040-41 | 2041-42 | 2042-43 | 2043-44 | 2044-45 | 2045-46 | 2046-47 | 2047-48 | 2048-49 | 2049-50
SA1 | Grid Battery pump | 19.0261 | 18.455 | 16.8803 | 15.7551 | 14.979 | 13.8403 | 13.0028 | 11.8154 | 10.9435 | 10.5125 | 9.9347 | 7.9763 | 7.4333 | 7.1372 | 6.4667 | 6.161 | 5.872 | 5.2101 | 5.4198 | 5.0863 | 1.4924 | 1.3936 | 1.2976 | 1.1038 | 0.99142 | 0.94576 | 0.79074
SA1 | Pumped Hydro Pump | 0 | 0 | 0 | 0 | 0 | 0 | 0 | 0 | 0 | 0 | 0 | 0 | 0 | 0 | 0 | 0 | 0 | 0 | 0 | 0 | 0 | 0 | 0 | 0 | 0 | 0 | 0
SA1 | VPP pump | 7.2373 | 9.8527 | 11.9492 | 13.4195 | 15.2162 | 16.6254 | 19.7319 | 21.727 | 23.9782 | 27.1753 | 30.5171 | 31.7591 | 33.8713 | 35.7919 | 35.6183 | 36.1727 | 36.2579 | 33.8686 | 36.4907 | 35.7266 | 35.5399 | 35.2199 | 37.1273 | 33.7611 | 31.7216 | 31.4319 | 28.2976
Region | Technology | 2023-24 | 2024-25 | 2025-26 | 2026-27 | 2027-28 | 2028-29 | 2029-30 | 2030-31 | 2031-32 | 2032-33 | 2033-34 | 2034-35 | 2035-36 | 2036-37 | 2037-38 | 2038-39 | 2039-40 | 2040-41 | 2041-42 | 2042-43 | 2043-44 | 2044-45 | 2045-46 | 2046-47 | 2047-48 | 2048-49 | 2049-50
TAS1 | Grid Battery pump | 0 | 0 | 0 | 0 | 0 | 0 | 0 | 0 | 0 | 0 | 0 | 0 | 0 | 0 | 0 | 0 | 0 | 0 | 0 | 0 | 0 | 0 | 0 | 0 | 0 | 0 | 0
TAS1 | Pumped Hydro Pump | 0 | 0 | 0 | 0 | 0 | 0 | 0 | 0 | 0 | 0 | 0 | 0 | 0 | 0 | 0 | 0 | 0 | 0 | 0 | 0 | 0 | 0 | 0 | 0 | 0 | 0 | 0
TAS1 | VPP pump | 0.043919 | 0.39665 | 0.54048 | 0.89125 | 1.3918 | 2.0106 | 2.7309 | 3.3741 | 4.4947 | 4.5109 | 4.9804 | 4.9941 | 5.2769 | 5.2621 | 5.3774 | 5.1623 | 5.7776 | 4.4434 | 5.0895 | 4.7219 | 4.5044 | 4.8708 | 4.516 | 4.5876 | 4.4354 | 4.4146 | 3.8478

## BaseCase_FOM Cost
FOM cost by technology ($000s) - BaseCase, Step Change Scenario
FOM | Real June 2021 dollars discounted to 1 July 2021. For new entrant capacity, the FOM is incurred annually in modelling. For existing capacity, FOM is considered to be a sunk cost, since the fixed retirement dates are assumed to be the same in the Base Case and the option case.
Explicitly modelled generation
Region | Technology | 2023-24 | 2024-25 | 2025-26 | 2026-27 | 2027-28 | 2028-29 | 2029-30 | 2030-31 | 2031-32 | 2032-33 | 2033-34 | 2034-35 | 2035-36 | 2036-37 | 2037-38 | 2038-39 | 2039-40 | 2040-41 | 2041-42 | 2042-43 | 2043-44 | 2044-45 | 2045-46 | 2046-47 | 2047-48 | 2048-49 | 2049-50
NEM | Black Coal | 0 | 0 | 0 | 0 | 0 | 0 | 0 | 0 | 0 | 0 | 0 | 0 | 0 | 0 | 0 | 0 | 0 | 0 | 0 | 0 | 0 | 0 | 0 | 0 | 0 | 0 | 0
NEM | Brown Coal | 0 | 0 | 0 | 0 | 0 | 0 | 0 | 0 | 0 | 0 | 0 | 0 | 0 | 0 | 0 | 0 | 0 | 0 | 0 | 0 | 0 | 0 | 0 | 0 | 0 | 0 | 0
NEM | CCGT | 0 | 0 | 0 | 0 | 0 | 0 | 0 | 0 | 0 | 0 | 0 | 0 | 0 | 0 | 0 | 0 | 0 | 0 | 0 | 0 | 0 | 0 | 0 | 0 | 0 | 0 | 0
NEM | Gas - Steam | 0 | 0 | 0 | 0 | 0 | 0 | 0 | 0 | 0 | 0 | 0 | 0 | 0 | 0 | 0 | 0 | 0 | 0 | 0 | 0 | 0 | 0 | 0 | 0 | 0 | 0 | 0
NEM | OCGT / Diesel | 0 | 0.0085125 | 0.0080687 | 0.0078665 | 0.0075157 | 771.7832 | 731.5482 | 693.411 | 659.014 | 622.906 | 590.4323 | 1163.0945 | 6158.7373 | 5821.2888 | 12226.0178 | 11588.6424 | 11013.782 | 10410.3167 | 11271.8378 | 10684.2065 | 12957.9155 | 18016.4832 | 17077.2353 | 22233.3278 | 21130.4322 | 25933.7871 | 24581.7888
NEM | Hydro | 0 | 0 | 0 | 0 | 0 | 0 | 0 | 0 | 0 | 0 | 0 | 0 | 0 | 0 | 0 | 0 | 0 | 0 | 0 | 0 | 0 | 0 | 0 | 0 | 0 | 0 | 0
NEM | Hydrogen Turbine | 0 | 0 | 0 | 0 | 0 | 0 | 0 | 0 | 0 | 0 | 0 | 0 | 0 | 0 | 0 | 0 | 0 | 0 | 0 | 0 | 0 | 0 | 0 | 0 | 0 | 0 | 0
NEM | Wind | 0 | 119133.2169 | 114014.01 | 152446.13 | 233455.0682 | 344952.643 | 391482.8828 | 453215.6919 | 473216.9017 | 509760.9077 | 561709.3301 | 585246.7311 | 625322.6674 | 665360.2113 | 729070.542 | 753907.398 | 778785.9214 | 801563.4931 | 764672.3109 | 750321.5914 | 730780.5552 | 693332.0247 | 661976.8415 | 680472.2626 | 664899.0192 | 648916.129 | 624773.4891
NEM | Solar PV | 0 | 0.053058 | 12320.7931 | 11678.4838 | 11099.1851 | 20015.5006 | 29530.0207 | 53485.5761 | 55750.7907 | 81331.469 | 98121.0262 | 104872.6556 | 99670.3938 | 94209.2713 | 122667.7847 | 123591.9973 | 182001.9265 | 204437.6616 | 227122.5153 | 264752.5504 | 278846.2578 | 266914.7068 | 256474.6375 | 268217.0888 | 258741.0885 | 262050.0419 | 273956.1415
NEM | Grid Battery | 0 | 0.050329 | 9153.0596 | 8675.9247 | 20308.1346 | 42337.2195 | 41427.744 | 45218.3423 | 43799.9649 | 76922.5128 | 82081.7657 | 77802.622 | 76958.8414 | 72742.1263 | 70134.2766 | 66477.9884 | 90461.1218 | 89220.4668 | 120986.4429 | 142372.0705 | 142010.2869 | 146104.2498 | 138487.461 | 133562.0218 | 126936.6121 | 138530.9558 | 131309.0411
NEM | Pumped Hydro | 0 | 0 | 6082.1684 | 5765.0972 | 5479.1187 | 7165.6841 | 6792.1213 | 6783.6798 | 8877.3895 | 11099.5571 | 11679.6399 | 11070.7714 | 12342.3256 | 11666.0673 | 22691.331 | 21508.3708 | 24185.1733 | 24032.3232 | 22779.4541 | 22111.9828 | 21099.0453 | 20429.7744 | 20121.5512 | 22218.8951 | 21116.7156 | 20010.6321 | 18967.4242
NEM | VPP | 0 | 0 | 0 | 0 | 0 | 0 | 0 | 0 | 0 | 0 | 0 | 0 | 0 | 0 | 0 | 0 | 0 | 0 | 0 | 0 | 0 | 0 | 0 | 0 | 0 | 0 | 0
Total excluding storage |  | 0 | 119133.3288 | 141570.0392 | 178565.6436 | 270341.514 | 415242.8305 | 469964.317 | 559396.701 | 582304.0607 | 679737.3526 | 754182.1943 | 780155.8746 | 820452.9655 | 849798.965 | 956789.952 | 977074.3969 | 1086447.925 | 1129664.2614 | 1146832.5611 | 1190242.4016 | 1185694.0608 | 1144797.2389 | 1094137.7265 | 1126703.5962 | 1092823.8676 | 1095441.5458 | 1073587.8846
Region | Technology | 2023-24 | 2024-25 | 2025-26 | 2026-27 | 2027-28 | 2028-29 | 2029-30 | 2030-31 | 2031-32 | 2032-33 | 2033-34 | 2034-35 | 2035-36 | 2036-37 | 2037-38 | 2038-39 | 2039-40 | 2040-41 | 2041-42 | 2042-43 | 2043-44 | 2044-45 | 2045-46 | 2046-47 | 2047-48 | 2048-49 | 2049-50
NSW1 | Black Coal | 0 | 0 | 0 | 0 | 0 | 0 | 0 | 0 | 0 | 0 | 0 | 0 | 0 | 0 | 0 | 0 | 0 | 0 | 0 | 0 | 0 | 0 | 0 | 0 | 0 | 0 | 0
NSW1 | Brown Coal | 0 | 0 | 0 | 0 | 0 | 0 | 0 | 0 | 0 | 0 | 0 | 0 | 0 | 0 | 0 | 0 | 0 | 0 | 0 | 0 | 0 | 0 | 0 | 0 | 0 | 0 | 0
NSW1 | CCGT | 0 | 0 | 0 | 0 | 0 | 0 | 0 | 0 | 0 | 0 | 0 | 0 | 0 | 0 | 0 | 0 | 0 | 0 | 0 | 0 | 0 | 0 | 0 | 0 | 0 | 0 | 0
NSW1 | Gas - Steam | 0 | 0 | 0 | 0 | 0 | 0 | 0 | 0 | 0 | 0 | 0 | 0 | 0 | 0 | 0 | 0 | 0 | 0 | 0 | 0 | 0 | 0 | 0 | 0 | 0 | 0 | 0
NSW1 | OCGT / Diesel | 0 | 0.0036441 | 0.0034541 | 0.003274 | 0.0031126 | 0.0029462 | 0.0027976 | 0.002657 | 0.0025284 | 0.0023939 | 0.002276 | 0.0021655 | 0.0020601 | 0.0019538 | 2895.0789 | 2744.1506 | 2608.0257 | 2465.1272 | 2336.6134 | 2214.7995 | 2104.9332 | 1989.6003 | 1885.877 | 4240.5777 | 4030.2217 | 3809.3985 | 3610.8043
NSW1 | Hydro | 0 | 0 | 0 | 0 | 0 | 0 | 0 | 0 | 0 | 0 | 0 | 0 | 0 | 0 | 0 | 0 | 0 | 0 | 0 | 0 | 0 | 0 | 0 | 0 | 0 | 0 | 0
NSW1 | Hydrogen Turbine | 0 | 0 | 0 | 0 | 0 | 0 | 0 | 0 | 0 | 0 | 0 | 0 | 0 | 0 | 0 | 0 | 0 | 0 | 0 | 0 | 0 | 0 | 0 | 0 | 0 | 0 | 0
NSW1 | Wind | 0 | 54563.0968 | 52810.1046 | 67168.4397 | 127064.7811 | 130432.8868 | 128093.9686 | 129475.3012 | 123052.6127 | 124915.8711 | 128188.4366 | 122828.7562 | 136918.9587 | 134351.9235 | 132717.7367 | 125798.8038 | 121810.3166 | 120205.7703 | 114785.6484 | 124630.8486 | 126854.5244 | 119903.9343 | 114338.5137 | 115789.1576 | 119085.9875 | 117380.1989 | 113035.9801
NSW1 | Solar PV | 0 | 0.021374 | 12320.7556 | 11678.4422 | 11099.1453 | 18402.5812 | 27640.4752 | 44025.047 | 41841.1621 | 40244.1985 | 45236.272 | 42877.9851 | 40751.0007 | 38518.1793 | 49478.6316 | 50589.1113 | 64006.4547 | 70741.9238 | 76356.8637 | 78235.6713 | 75200.0154 | 71079.6689 | 67374.094 | 71930.2404 | 70226.3613 | 72352.7644 | 79128.1757
NSW1 | Grid Battery | 0 | 0.031585 | 9153.039 | 8675.8692 | 20308.0779 | 26496.953 | 26413.2718 | 25036.2856 | 23794.3489 | 26113.725 | 24752.3465 | 23461.9399 | 22298.1025 | 21076.349 | 19977.5823 | 18936.0974 | 31096.9379 | 29393.0837 | 31280.0286 | 30470.2844 | 28958.7967 | 32231.0897 | 30550.816 | 31252.404 | 29702.1137 | 35223.282 | 33387.0627
NSW1 | Pumped Hydro | 0 | 0 | 6082.1507 | 5765.072 | 5479.0932 | 5178.8843 | 4908.8952 | 4652.9815 | 4422.168 | 4179.8695 | 3961.9617 | 3755.414 | 3569.125 | 3373.5662 | 3197.6994 | 3030.9947 | 2880.6408 | 2722.8053 | 2580.8582 | 2446.3113 | 2324.9608 | 2197.5749 | 2083.0095 | 1974.422 | 1876.4798 | 1773.6641 | 1681.1982
NSW1 | VPP | 0 | 0 | 0 | 0 | 0 | 0 | 0 | 0 | 0 | 0 | 0 | 0 | 0 | 0 | 0 | 0 | 0 | 0 | 0 | 0 | 0 | 0 | 0 | 0 | 0 | 0 | 0
Total excluding storage |  | 0 | 54563.1534 | 80366.0533 | 93287.8264 | 163951.1006 | 180511.3083 | 187056.6137 | 203189.6181 | 193110.2943 | 195453.6664 | 202139.0191 | 192924.0973 | 203537.189 | 197320.0199 | 208266.729 | 201099.1578 | 222402.3757 | 225528.7103 | 227340.0124 | 237997.915 | 235443.2305 | 227401.8682 | 216232.3102 | 225186.8017 | 224921.164 | 230539.308 | 230843.2211
Region | Technology | 2023-24 | 2024-25 | 2025-26 | 2026-27 | 2027-28 | 2028-29 | 2029-30 | 2030-31 | 2031-32 | 2032-33 | 2033-34 | 2034-35 | 2035-36 | 2036-37 | 2037-38 | 2038-39 | 2039-40 | 2040-41 | 2041-42 | 2042-43 | 2043-44 | 2044-45 | 2045-46 | 2046-47 | 2047-48 | 2048-49 | 2049-50
QLD1 | Black Coal | 0 | 0 | 0 | 0 | 0 | 0 | 0 | 0 | 0 | 0 | 0 | 0 | 0 | 0 | 0 | 0 | 0 | 0 | 0 | 0 | 0 | 0 | 0 | 0 | 0 | 0 | 0
QLD1 | Brown Coal | 0 | 0 | 0 | 0 | 0 | 0 | 0 | 0 | 0 | 0 | 0 | 0 | 0 | 0 | 0 | 0 | 0 | 0 | 0 | 0 | 0 | 0 | 0 | 0 | 0 | 0 | 0
QLD1 | CCGT | 0 | 0 | 0 | 0 | 0 | 0 | 0 | 0 | 0 | 0 | 0 | 0 | 0 | 0 | 0 | 0 | 0 | 0 | 0 | 0 | 0 | 0 | 0 | 0 | 0 | 0 | 0
QLD1 | Gas - Steam | 0 | 0 | 0 | 0 | 0 | 0 | 0 | 0 | 0 | 0 | 0 | 0 | 0 | 0 | 0 | 0 | 0 | 0 | 0 | 0 | 0 | 0 | 0 | 0 | 0 | 0 | 0
QLD1 | OCGT / Diesel | 0 | 0.0010001 | 0.00094797 | 0.00095937 | 0.00091938 | 771.7769 | 731.5421 | 693.4049 | 659.0082 | 622.8999 | 590.4265 | 559.646 | 531.8844 | 502.7415 | 4289.6636 | 4066.0318 | 3864.3343 | 3652.6004 | 3462.1804 | 3281.6876 | 3118.8978 | 2948.0077 | 2794.3201 | 6242.003 | 5932.3652 | 11568.4501 | 10965.3555
QLD1 | Hydro | 0 | 0 | 0 | 0 | 0 | 0 | 0 | 0 | 0 | 0 | 0 | 0 | 0 | 0 | 0 | 0 | 0 | 0 | 0 | 0 | 0 | 0 | 0 | 0 | 0 | 0 | 0
QLD1 | Hydrogen Turbine | 0 | 0 | 0 | 0 | 0 | 0 | 0 | 0 | 0 | 0 | 0 | 0 | 0 | 0 | 0 | 0 | 0 | 0 | 0 | 0 | 0 | 0 | 0 | 0 | 0 | 0 | 0
QLD1 | Wind | 0 | 23989.3906 | 22738.7589 | 31014.387 | 50012.9879 | 100682.8747 | 95434.0053 | 116177.4416 | 110583.65 | 123672.1318 | 130428.2026 | 123648.7159 | 117515.058 | 111076.1934 | 126942.647 | 120324.7839 | 114356.0114 | 111101.5649 | 109359.4981 | 110603.2553 | 109367.9544 | 103375.484 | 97986.2411 | 122168.5332 | 120203.7746 | 118274.2398 | 113962.7661
QLD1 | Solar PV | 0 | 0.0087672 | 0.012211 | 0.01215 | 0.011756 | 1612.8924 | 1889.5191 | 9460.4886 | 13909.59 | 20283.6219 | 33165.6559 | 37430.3543 | 35573.6024 | 33624.4598 | 46942.3702 | 48124.4177 | 91262.6215 | 101197.3719 | 98998.0344 | 137104.0014 | 130314.624 | 123174.4473 | 120194.7134 | 128157.2677 | 123764.7492 | 124188.1935 | 130174.5659
QLD1 | Grid Battery | 0 | 0.0042762 | 0.0047697 | 0.0070854 | 0.0087224 | 15840.2211 | 15014.4276 | 18011.4193 | 17942.6506 | 25955.943 | 33772.2201 | 32011.5831 | 30423.6323 | 28756.6659 | 27257.5033 | 25836.4963 | 38711.3219 | 36590.2578 | 44957.0716 | 69485.3472 | 66038.4918 | 62420.1222 | 59165.9927 | 56081.5098 | 53299.5578 | 61780.0028 | 58559.2443
QLD1 | Pumped Hydro | 0 | 0 | 0.0040189 | 0.0058828 | 0.0057992 | 1986.78 | 1883.2038 | 1785.0274 | 1696.4802 | 1603.5269 | 2678.6631 | 2539.0173 | 2413.0681 | 2280.8517 | 13504.2732 | 12800.259 | 15909.0314 | 15037.3465 | 14253.4091 | 13510.3404 | 12840.1531 | 12136.6176 | 11503.9029 | 14050.5026 | 13353.5202 | 12621.8566 | 11963.8451
QLD1 | VPP | 0 | 0 | 0 | 0 | 0 | 0 | 0 | 0 | 0 | 0 | 0 | 0 | 0 | 0 | 0 | 0 | 0 | 0 | 0 | 0 | 0 | 0 | 0 | 0 | 0 | 0 | 0
Total excluding storage |  | 0 | 23989.4046 | 22738.7809 | 31014.413 | 50013.0151 | 120894.5451 | 114952.698 | 146127.7817 | 144791.3789 | 172138.1236 | 200635.1681 | 196189.3165 | 186457.2453 | 176240.9124 | 218936.4573 | 211151.9888 | 264103.3206 | 267579.1415 | 271030.1936 | 333984.6319 | 321680.1211 | 304054.6788 | 291645.1703 | 326699.8162 | 316553.967 | 328432.7426 | 325625.7769
Region | Technology | 2023-24 | 2024-25 | 2025-26 | 2026-27 | 2027-28 | 2028-29 | 2029-30 | 2030-31 | 2031-32 | 2032-33 | 2033-34 | 2034-35 | 2035-36 | 2036-37 | 2037-38 | 2038-39 | 2039-40 | 2040-41 | 2041-42 | 2042-43 | 2043-44 | 2044-45 | 2045-46 | 2046-47 | 2047-48 | 2048-49 | 2049-50
VIC1 | Black Coal | 0 | 0 | 0 | 0 | 0 | 0 | 0 | 0 | 0 | 0 | 0 | 0 | 0 | 0 | 0 | 0 | 0 | 0 | 0 | 0 | 0 | 0 | 0 | 0 | 0 | 0 | 0
VIC1 | Brown Coal | 0 | 0 | 0 | 0 | 0 | 0 | 0 | 0 | 0 | 0 | 0 | 0 | 0 | 0 | 0 | 0 | 0 | 0 | 0 | 0 | 0 | 0 | 0 | 0 | 0 | 0 | 0
VIC1 | CCGT | 0 | 0 | 0 | 0 | 0 | 0 | 0 | 0 | 0 | 0 | 0 | 0 | 0 | 0 | 0 | 0 | 0 | 0 | 0 | 0 | 0 | 0 | 0 | 0 | 0 | 0 | 0
VIC1 | Gas - Steam | 0 | 0 | 0 | 0 | 0 | 0 | 0 | 0 | 0 | 0 | 0 | 0 | 0 | 0 | 0 | 0 | 0 | 0 | 0 | 0 | 0 | 0 | 0 | 0 | 0 | 0 | 0
VIC1 | OCGT / Diesel | 0 | 0.0019291 | 0.0018285 | 0.0017359 | 0.0016531 | 0.0015712 | 0.0014939 | 0.0014224 | 0.001354 | 0.0015933 | 0.0015136 | 603.4442 | 5626.8438 | 5318.5388 | 5041.269 | 4778.454 | 4541.4164 | 4292.5839 | 5473.0385 | 5187.7142 | 6938.6079 | 12326.9814 | 11684.3426 | 11075.2062 | 10525.815 | 9949.0863 | 9430.4136
VIC1 | Hydro | 0 | 0 | 0 | 0 | 0 | 0 | 0 | 0 | 0 | 0 | 0 | 0 | 0 | 0 | 0 | 0 | 0 | 0 | 0 | 0 | 0 | 0 | 0 | 0 | 0 | 0 | 0
VIC1 | Hydrogen Turbine | 0 | 0 | 0 | 0 | 0 | 0 | 0 | 0 | 0 | 0 | 0 | 0 | 0 | 0 | 0 | 0 | 0 | 0 | 0 | 0 | 0 | 0 | 0 | 0 | 0 | 0 | 0
VIC1 | Wind | 0 | 18914.0112 | 17927.9727 | 25937.0534 | 24650.4342 | 66407.3759 | 106558.1625 | 146538.3362 | 175639.5513 | 200393.4673 | 244255.31 | 282999.2294 | 317884.9604 | 369832.5728 | 416301.1268 | 456919.4786 | 493483.5301 | 522429.1331 | 495193.4915 | 469377.7188 | 450121.1367 | 425458.1878 | 407382.4952 | 392078.1345 | 373211.4167 | 360728.3141 | 344157.0893
VIC1 | Solar PV | 0 | 0.0076617 | 0.0074463 | 0.012216 | 0.011636 | 0.011074 | 0.010794 | 0.016292 | 0.015492 | 15030.4968 | 14246.9165 | 14998.9694 | 14254.9378 | 13473.8837 | 12771.4539 | 12105.644 | 12878.111 | 12172.4958 | 18959.7873 | 17981.0419 | 27442.071 | 28863.6155 | 27392.1097 | 26821.5568 | 25491.0598 | 27285.494 | 27224.5184
VIC1 | Grid Battery | 0 | 0.006459 | 0.0062166 | 0.03274 | 0.031261 | 0.029553 | 0.028116 | 1713.9682 | 1628.9462 | 17030.3156 | 16142.4793 | 15300.9285 | 14541.9184 | 13745.1402 | 13028.569 | 12349.3546 | 11736.7589 | 11093.6811 | 23230.9052 | 22019.8154 | 21463.1676 | 25569.1033 | 24236.117 | 22972.6241 | 21833.0558 | 20636.7871 | 19560.9414
VIC1 | Pumped Hydro | 0 | 0 | 0.0036508 | 0.0077783 | 0.0074419 | 0.0070775 | 0.0070938 | 0.012538 | 0.011931 | 0.012995 | 0.01235 | 0.016067 | 0.01831 | 0.01735 | 291.128 | 275.9508 | 262.2622 | 1420.1916 | 1346.1533 | 1796.0574 | 1790.9014 | 1692.7747 | 2361.3618 | 2238.2576 | 2127.2277 | 2061.6127 | 1954.1353
VIC1 | VPP | 0 | 0 | 0 | 0 | 0 | 0 | 0 | 0 | 0 | 0 | 0 | 0 | 0 | 0 | 0 | 0 | 0 | 0 | 0 | 0 | 0 | 0 | 0 | 0 | 0 | 0 | 0
Total excluding storage |  | 0 | 18914.0273 | 17927.9919 | 25937.1079 | 24650.4862 | 66407.4252 | 106558.21 | 148252.3347 | 177268.5262 | 232454.2943 | 274644.7197 | 313902.5876 | 352308.6787 | 402370.1528 | 447433.5467 | 486428.8819 | 522902.0786 | 551408.0854 | 544203.3757 | 516362.3477 | 507755.8846 | 493910.6628 | 473056.4262 | 455185.7793 | 433188.575 | 420661.2943 | 402327.098
Region | Technology | 2023-24 | 2024-25 | 2025-26 | 2026-27 | 2027-28 | 2028-29 | 2029-30 | 2030-31 | 2031-32 | 2032-33 | 2033-34 | 2034-35 | 2035-36 | 2036-37 | 2037-38 | 2038-39 | 2039-40 | 2040-41 | 2041-42 | 2042-43 | 2043-44 | 2044-45 | 2045-46 | 2046-47 | 2047-48 | 2048-49 | 2049-50
SA1 | Black Coal | 0 | 0 | 0 | 0 | 0 | 0 | 0 | 0 | 0 | 0 | 0 | 0 | 0 | 0 | 0 | 0 | 0 | 0 | 0 | 0 | 0 | 0 | 0 | 0 | 0 | 0 | 0
SA1 | Brown Coal | 0 | 0 | 0 | 0 | 0 | 0 | 0 | 0 | 0 | 0 | 0 | 0 | 0 | 0 | 0 | 0 | 0 | 0 | 0 | 0 | 0 | 0 | 0 | 0 | 0 | 0 | 0
SA1 | CCGT | 0 | 0 | 0 | 0 | 0 | 0 | 0 | 0 | 0 | 0 | 0 | 0 | 0 | 0 | 0 | 0 | 0 | 0 | 0 | 0 | 0 | 0 | 0 | 0 | 0 | 0 | 0
SA1 | Gas - Steam | 0 | 0 | 0 | 0 | 0 | 0 | 0 | 0 | 0 | 0 | 0 | 0 | 0 | 0 | 0 | 0 | 0 | 0 | 0 | 0 | 0 | 0 | 0 | 0 | 0 | 0 | 0
SA1 | OCGT / Diesel | 0 | 0.0010129 | 0.00096008 | 0.0010612 | 0.0010128 | 0.00096364 | 0.00092031 | 0.0010492 | 0.0010039 | 0.0010731 | 0.0010256 | 0.001139 | 0.0047243 | 0.0044688 | 0.0042477 | 0.0040287 | 0.0038404 | 0.0036331 | 0.0034466 | 0.0032708 | 795.4747 | 751.8892 | 712.6912 | 675.5367 | 642.0263 | 606.8486 | 575.2119
SA1 | Hydro | 0 | 0 | 0 | 0 | 0 | 0 | 0 | 0 | 0 | 0 | 0 | 0 | 0 | 0 | 0 | 0 | 0 | 0 | 0 | 0 | 0 | 0 | 0 | 0 | 0 | 0 | 0
SA1 | Hydrogen Turbine | 0 | 0 | 0 | 0 | 0 | 0 | 0 | 0 | 0 | 0 | 0 | 0 | 0 | 0 | 0 | 0 | 0 | 0 | 0 | 0 | 0 | 0 | 0 | 0 | 0 | 0 | 0
SA1 | Wind | 0 | 9155.5927 | 8678.287 | 17057.8978 | 16229.5192 | 28386.5402 | 30283.3386 | 31403.5474 | 29845.7586 | 28498.1155 | 28238.9711 | 26766.7975 | 25439.1782 | 24045.3195 | 28413.1051 | 27455.8704 | 26596.24 | 25927.9177 | 24576.2255 | 26034.463 | 25737.6376 | 26919.6853 | 25516.2897 | 34556.5302 | 37305.6642 | 38268.1276 | 40096.0909
SA1 | Solar PV | 0 | 0.0121 | 0.014757 | 0.014097 | 0.01347 | 0.01309 | 0.012717 | 0.020698 | 0.01969 | 5773.1444 | 5472.1749 | 9565.3397 | 9090.8461 | 8592.742 | 13475.3228 | 12772.8184 | 13854.7293 | 19343.4596 | 31876.6351 | 30549.1866 | 45050.6825 | 43004.0716 | 40762.1532 | 40595.6378 | 38581.8705 | 37583.6289 | 36822.2833
SA1 | Grid Battery | 0 | 0.0045948 | 0.0056851 | 0.011313 | 0.01142 | 0.010801 | 0.010558 | 456.6581 | 434.0062 | 7822.5139 | 7414.7052 | 7028.1567 | 9695.1749 | 9163.9586 | 9870.6087 | 9356.0274 | 8916.0909 | 12143.4325 | 21518.4246 | 20396.6111 | 25549.8178 | 25883.9172 | 24534.5188 | 23255.4682 | 22101.869 | 20890.8674 | 19801.7756
SA1 | Pumped Hydro | 0 | 0 | 0.0031027 | 0.0041925 | 0.0040676 | 0.003889 | 0.0037886 | 0.0047391 | 0.0045224 | 0.0044107 | 0.0042461 | 0.0040896 | 0.0046722 | 0.004453 | 0.0050812 | 0.0048452 | 0.0047468 | 0.0049453 | 0.0051068 | 0.0049343 | 0.0048552 | 0.005551 | 0.0052737 | 0.0050136 | 0.0047832 | 0.0045565 | 0.0045545
SA1 | VPP | 0 | 0 | 0 | 0 | 0 | 0 | 0 | 0 | 0 | 0 | 0 | 0 | 0 | 0 | 0 | 0 | 0 | 0 | 0 | 0 | 0 | 0 | 0 | 0 | 0 | 0 | 0
Total excluding storage |  | 0 | 9155.6104 | 8678.3115 | 17057.9285 | 16229.5491 | 28386.569 | 30283.3666 | 31860.232 | 30279.79 | 42093.7793 | 41125.8565 | 43360.299 | 44225.2086 | 41802.0291 | 51759.0459 | 49584.725 | 49367.0688 | 57414.8184 | 77971.2936 | 76980.269 | 97133.6175 | 96559.5688 | 91525.6582 | 99083.1779 | 98631.4348 | 97349.477 | 97295.3662
Region | Technology | 2023-24 | 2024-25 | 2025-26 | 2026-27 | 2027-28 | 2028-29 | 2029-30 | 2030-31 | 2031-32 | 2032-33 | 2033-34 | 2034-35 | 2035-36 | 2036-37 | 2037-38 | 2038-39 | 2039-40 | 2040-41 | 2041-42 | 2042-43 | 2043-44 | 2044-45 | 2045-46 | 2046-47 | 2047-48 | 2048-49 | 2049-50
TAS1 | Black Coal | 0 | 0 | 0 | 0 | 0 | 0 | 0 | 0 | 0 | 0 | 0 | 0 | 0 | 0 | 0 | 0 | 0 | 0 | 0 | 0 | 0 | 0 | 0 | 0 | 0 | 0 | 0
TAS1 | Brown Coal | 0 | 0 | 0 | 0 | 0 | 0 | 0 | 0 | 0 | 0 | 0 | 0 | 0 | 0 | 0 | 0 | 0 | 0 | 0 | 0 | 0 | 0 | 0 | 0 | 0 | 0 | 0
TAS1 | CCGT | 0 | 0 | 0 | 0 | 0 | 0 | 0 | 0 | 0 | 0 | 0 | 0 | 0 | 0 | 0 | 0 | 0 | 0 | 0 | 0 | 0 | 0 | 0 | 0 | 0 | 0 | 0
TAS1 | Gas - Steam | 0 | 0 | 0 | 0 | 0 | 0 | 0 | 0 | 0 | 0 | 0 | 0 | 0 | 0 | 0 | 0 | 0 | 0 | 0 | 0 | 0 | 0 | 0 | 0 | 0 | 0 | 0
TAS1 | OCGT / Diesel | 0 | 0.00092633 | 0.00087804 | 0.00083611 | 0.00081786 | 0.00081501 | 0.00082689 | 0.00096601 | 0.00092579 | 0.001057 | 0.0010083 | 0.0010134 | 0.0022419 | 0.0021227 | 0.0020159 | 0.0019145 | 0.0018246 | 0.0017278 | 0.0020363 | 0.0019349 | 0.0018493 | 0.0045962 | 0.00436 | 0.0041367 | 0.0039359 | 0.0037247 | 0.0035346
TAS1 | Hydro | 0 | 0 | 0 | 0 | 0 | 0 | 0 | 0 | 0 | 0 | 0 | 0 | 0 | 0 | 0 | 0 | 0 | 0 | 0 | 0 | 0 | 0 | 0 | 0 | 0 | 0 | 0
TAS1 | Hydrogen Turbine | 0 | 0 | 0 | 0 | 0 | 0 | 0 | 0 | 0 | 0 | 0 | 0 | 0 | 0 | 0 | 0 | 0 | 0 | 0 | 0 | 0 | 0 | 0 | 0 | 0 | 0 | 0
TAS1 | Wind | 0 | 12511.1255 | 11858.8868 | 11268.3521 | 15497.3458 | 19042.9654 | 31113.4079 | 29621.0654 | 34095.3291 | 32281.322 | 30598.4098 | 29003.2322 | 27564.5121 | 26054.2021 | 24695.9263 | 23408.4613 | 22539.8232 | 21899.107 | 20757.4474 | 19675.3057 | 18699.3021 | 17674.7332 | 16753.3017 | 15879.9071 | 15092.1763 | 14265.2486 | 13521.5628
TAS1 | Solar PV | 0 | 0.0031555 | 0.0030019 | 0.0031076 | 0.002967 | 0.0028143 | 0.0028184 | 0.0034554 | 0.0033789 | 0.0073618 | 0.007 | 0.0071837 | 0.0068354 | 0.0064798 | 0.006229 | 0.0059568 | 0.009948 | 982.4105 | 931.1948 | 882.6492 | 838.865 | 792.9035 | 751.5673 | 712.3861 | 677.0478 | 639.961 | 606.5981
TAS1 | Grid Battery | 0 | 0.003414 | 0.0040107 | 0.0044456 | 0.005256 | 0.0049794 | 0.0058849 | 0.011011 | 0.013089 | 0.015252 | 0.014532 | 0.013814 | 0.013229 | 0.012597 | 0.013356 | 0.012789 | 0.012248 | 0.011693 | 0.012981 | 0.012406 | 0.012953 | 0.017361 | 0.016553 | 0.01575 | 0.015785 | 0.016473 | 0.017044
TAS1 | Pumped Hydro | 0 | 0 | 0.0069789 | 0.0073851 | 0.0081888 | 0.0088622 | 0.011428 | 345.6536 | 2758.7249 | 5316.1433 | 5038.9985 | 4776.32 | 6360.1095 | 6011.6275 | 5698.2252 | 5401.1614 | 5133.2341 | 4851.9749 | 4599.0285 | 4359.2688 | 4143.0252 | 4402.8017 | 4173.2718 | 3955.7079 | 3759.483 | 3553.4941 | 3368.2409
TAS1 | VPP | 0 | 0 | 0 | 0 | 0 | 0 | 0 | 0 | 0 | 0 | 0 | 0 | 0 | 0 | 0 | 0 | 0 | 0 | 0 | 0 | 0 | 0 | 0 | 0 | 0 | 0 | 0
Total excluding storage |  | 0 | 12511.133 | 11858.9017 | 11268.3679 | 15497.363 | 19042.9829 | 31113.4289 | 29966.7345 | 36854.0714 | 37597.489 | 35637.4309 | 33779.5742 | 33924.6439 | 32065.8508 | 30394.1732 | 28809.6434 | 27673.0814 | 27733.5058 | 26287.6858 | 24917.238 | 23681.2071 | 22870.4603 | 21678.1617 | 20548.021 | 19528.7268 | 18458.7239 | 17496.4224

## BaseCase_Fuel Cost
Fuel cost by technology ($000s) - BaseCase, Step Change Scenario
Fuel | Real June 2021 dollars discounted to 1 July 2021
Explicitly modelled generation
Region | Technology | 2023-24 | 2024-25 | 2025-26 | 2026-27 | 2027-28 | 2028-29 | 2029-30 | 2030-31 | 2031-32 | 2032-33 | 2033-34 | 2034-35 | 2035-36 | 2036-37 | 2037-38 | 2038-39 | 2039-40 | 2040-41 | 2041-42 | 2042-43 | 2043-44 | 2044-45 | 2045-46 | 2046-47 | 2047-48 | 2048-49 | 2049-50
NEM | Black Coal | 1659425.66 | 1328991.819 | 1203658.825 | 1033693.388 | 781633.418 | 675797.722 | 573164.916 | 379568.554 | 343992.304 | 292247.574 | 172654.475 | 162056.049 | 131389.414 | 118447.961 | 117475.846 | 105376.64 | 18228.132 | 6908.5545 | 6484.768 | 0 | 0 | 0 | 0 | 0 | 0 | 0 | 0
NEM | Brown Coal | 215773.547 | 178338.157 | 156285.128 | 112957.075 | 111403.068 | 88018.984 | 53658.82 | 33294.51 | 24764.435 | 0 | 0 | 0 | 0 | 0 | 0 | 0 | 0 | 0 | 0 | 0 | 0 | 0 | 0 | 0 | 0 | 0 | 0
NEM | CCGT | 148630.2593 | 113248.7853 | 191042.0838 | 212867.2382 | 220861.9014 | 230956.994 | 256804.5588 | 284887.652 | 239129.5035 | 224311.014 | 291190.6225 | 307909.008 | 220535.4965 | 186376.0205 | 136160.8137 | 135258.3218 | 121271.7647 | 99699.668 | 79348.5723 | 85511.7067 | 62651.0067 | 49166.1229 | 26341.4392 | 19977.826 | 18680.94 | 17497.094 | 16762.021
NEM | Gas - Steam | 11390.8254 | 10571.8382 | 31925.4985 | 14011.766 | 9304.041 | 18042.504 | 14308.306 | 77893.888 | 20926.088 | 66161.444 | 53535.264 | 52472.344 | 34829.364 | 40160.896 | 40650.976 | 28270.008 | 0 | 0 | 0 | 0 | 0 | 0 | 0 | 0 | 0 | 0 | 0
NEM | OCGT / Diesel | 17518.9405 | 13717.9833 | 30229.9311 | 35384.3805 | 25404.1686 | 30683.6926 | 22747.3597 | 101843.8912 | 52274.7847 | 107290.9347 | 164489.9023 | 286769.5612 | 161193.8283 | 196999.8474 | 206453.0616 | 153483.9032 | 365953.131 | 278672.3552 | 169134.0506 | 186469.5406 | 331671.0228 | 213292.7605 | 244493.7799 | 322828.3787 | 202590.12 | 276055.2867 | 219364.1556
NEM | Hydro | 0 | 0 | 0 | 0 | 0 | 0 | 0 | 0 | 0 | 0 | 0 | 0 | 0 | 0 | 0 | 0 | 0 | 0 | 0 | 0 | 0 | 0 | 0 | 0 | 0 | 0 | 0
NEM | Hydrogen Turbine | 0 | 0 | 0 | 0 | 0 | 0 | 0 | 0 | 0 | 0 | 0 | 0 | 0 | 0 | 0 | 0 | 0 | 0 | 0 | 0 | 0 | 0 | 0 | 0 | 0 | 0 | 0
NEM | Wind | 0 | 0 | 0 | 0 | 0 | 0 | 0 | 0 | 0 | 0 | 0 | 0 | 0 | 0 | 0 | 0 | 0 | 0 | 0 | 0 | 0 | 0 | 0 | 0 | 0 | 0 | 0
NEM | Solar PV | 0 | 0 | 0 | 0 | 0 | 0 | 0 | 0 | 0 | 0 | 0 | 0 | 0 | 0 | 0 | 0 | 0 | 0 | 0 | 0 | 0 | 0 | 0 | 0 | 0 | 0 | 0
NEM | Grid Battery | 0 | 0 | 0 | 0 | 0 | 0 | 0 | 0 | 0 | 0 | 0 | 0 | 0 | 0 | 0 | 0 | 0 | 0 | 0 | 0 | 0 | 0 | 0 | 0 | 0 | 0 | 0
NEM | Pumped Hydro | 0 | 0 | 0 | 0 | 0 | 0 | 0 | 0 | 0 | 0 | 0 | 0 | 0 | 0 | 0 | 0 | 0 | 0 | 0 | 0 | 0 | 0 | 0 | 0 | 0 | 0 | 0
NEM | VPP | 0 | 0 | 0 | 0 | 0 | 0 | 0 | 0 | 0 | 0 | 0 | 0 | 0 | 0 | 0 | 0 | 0 | 0 | 0 | 0 | 0 | 0 | 0 | 0 | 0 | 0 | 0
Total excluding storage |  | 2052739.2322 | 1644868.5827 | 1613141.4664 | 1408913.8477 | 1148606.597 | 1043499.8966 | 920683.9605 | 877488.4952 | 681087.1152 | 690010.9667 | 681870.2638 | 809206.9622 | 547948.1028 | 541984.7249 | 500740.6973 | 422388.873 | 505453.0277 | 385280.5777 | 254967.3909 | 271981.2473 | 394322.0295 | 262458.8834 | 270835.2191 | 342806.2047 | 221271.06 | 293552.3807 | 236126.1766
Region | Technology | 2023-24 | 2024-25 | 2025-26 | 2026-27 | 2027-28 | 2028-29 | 2029-30 | 2030-31 | 2031-32 | 2032-33 | 2033-34 | 2034-35 | 2035-36 | 2036-37 | 2037-38 | 2038-39 | 2039-40 | 2040-41 | 2041-42 | 2042-43 | 2043-44 | 2044-45 | 2045-46 | 2046-47 | 2047-48
NSW1 | Black Coal | 910518.268 | 688626.012 | 555668.011 | 482886.76 | 339158.132 | 333246.192 | 264546.872 | 205046.5 | 188587.924 | 182658.256 | 99165.204 | 95447.732 | 77240.568 | 63544.938 | 65512.268 | 60536.136 | 0 | 0 | 0 | 0 | 0 | 0 | 0 | 0 | 0 | 0 | 0
NSW1 | Brown Coal | 0 | 0 | 0 | 0 | 0 | 0 | 0 | 0 | 0 | 0 | 0 | 0 | 0 | 0 | 0 | 0 | 0 | 0 | 0 | 0 | 0 | 0 | 0 | 0 | 0 | 0 | 0
NSW1 | CCGT | 875.6186 | 383.341 | 17675.954 | 35521.216 | 43822.956 | 34085.42 | 55780.364 | 51846.028 | 43204.964 | 35432.328 | 59490.948 | 64489.588 | 38323.588 | 37276.028 | 38550.148 | 40676.328 | 40611.412 | 31001.896 | 24642.502 | 27275.914 | 0 | 0 | 0 | 0 | 0 | 0 | 0
NSW1 | Gas - Steam | 0 | 0 | 0 | 0 | 0 | 0 | 0 | 0 | 0 | 0 | 0 | 0 | 0 | 0 | 0 | 0 | 0 | 0 | 0 | 0 | 0 | 0 | 0 | 0 | 0 | 0 | 0
NSW1 | OCGT / Diesel | 928.8393 | 551.6778 | 3654.4421 | 3119.1533 | 2439.5519 | 475.4147 | 148.6795 | 10471.1498 | 1854.0517 | 10818.3574 | 27201.9703 | 77789.7432 | 27688.6366 | 53815.048 | 29009.7891 | 34315.8292 | 106765.8313 | 106679.6753 | 51361.6726 | 51546.2446 | 108451.032 | 58598.6852 | 72824.8546 | 83370.6914 | 72393.8975 | 57251.6595 | 59537.9985
NSW1 | Hydro | 0 | 0 | 0 | 0 | 0 | 0 | 0 | 0 | 0 | 0 | 0 | 0 | 0 | 0 | 0 | 0 | 0 | 0 | 0 | 0 | 0 | 0 | 0 | 0 | 0 | 0 | 0
NSW1 | Hydrogen Turbine | 0 | 0 | 0 | 0 | 0 | 0 | 0 | 0 | 0 | 0 | 0 | 0 | 0 | 0 | 0 | 0 | 0 | 0 | 0 | 0 | 0 | 0 | 0 | 0 | 0 | 0 | 0
NSW1 | Wind | 0 | 0 | 0 | 0 | 0 | 0 | 0 | 0 | 0 | 0 | 0 | 0 | 0 | 0 | 0 | 0 | 0 | 0 | 0 | 0 | 0 | 0 | 0 | 0 | 0 | 0 | 0
NSW1 | Solar PV | 0 | 0 | 0 | 0 | 0 | 0 | 0 | 0 | 0 | 0 | 0 | 0 | 0 | 0 | 0 | 0 | 0 | 0 | 0 | 0 | 0 | 0 | 0 | 0 | 0 | 0 | 0
NSW1 | Grid Battery | 0 | 0 | 0 | 0 | 0 | 0 | 0 | 0 | 0 | 0 | 0 | 0 | 0 | 0 | 0 | 0 | 0 | 0 | 0 | 0 | 0 | 0 | 0 | 0 | 0 | 0 | 0
NSW1 | Pumped Hydro | 0 | 0 | 0 | 0 | 0 | 0 | 0 | 0 | 0 | 0 | 0 | 0 | 0 | 0 | 0 | 0 | 0 | 0 | 0 | 0 | 0 | 0 | 0 | 0 | 0 | 0 | 0
NSW1 | VPP | 0 | 0 | 0 | 0 | 0 | 0 | 0 | 0 | 0 | 0 | 0 | 0 | 0 | 0 | 0 | 0 | 0 | 0 | 0 | 0 | 0 | 0 | 0 | 0 | 0 | 0 | 0
Total excluding storage |  | 912322.7259 | 689561.0307 | 576998.4071 | 521527.1293 | 385420.6399 | 367807.0267 | 320475.9155 | 267363.6778 | 233646.9397 | 228908.9414 | 185858.1223 | 237727.0632 | 143252.7926 | 154636.014 | 133072.2051 | 135528.2932 | 147377.2433 | 137681.5713 | 76004.1746 | 78822.1586 | 108451.032 | 58598.6852 | 72824.8546 | 83370.6914 | 72393.8975 | 57251.6595 | 59537.9985
Region | Technology | 2023-24 | 2024-25 | 2025-26 | 2026-27 | 2027-28 | 2028-29 | 2029-30 | 2030-31 | 2031-32 | 2032-33 | 2033-34 | 2034-35 | 2035-36 | 2036-37 | 2037-38 | 2038-39 | 2039-40 | 2040-41 | 2041-42 | 2042-43 | 2043-44 | 2044-45 | 2045-46 | 2046-47 | 2047-48
QLD1 | Black Coal | 748907.392 | 640365.807 | 647990.814 | 550806.628 | 442475.286 | 342551.53 | 308618.044 | 174522.054 | 155404.38 | 109589.318 | 73489.271 | 66608.317 | 54148.846 | 54903.023 | 51963.578 | 44840.504 | 18228.132 | 6908.5545 | 6484.768 | 0 | 0 | 0 | 0 | 0 | 0 | 0 | 0
QLD1 | Brown Coal | 0 | 0 | 0 | 0 | 0 | 0 | 0 | 0 | 0 | 0 | 0 | 0 | 0 | 0 | 0 | 0 | 0 | 0 | 0 | 0 | 0 | 0 | 0 | 0 | 0 | 0 | 0
QLD1 | CCGT | 70620.7577 | 61546.3683 | 97088.7618 | 132290.0622 | 134684.1974 | 138673.962 | 146933.6708 | 160982.08 | 148257.7675 | 135626.054 | 173149.5825 | 178766.176 | 140896.0485 | 106485.7125 | 97610.6657 | 94581.9938 | 80660.3527 | 68697.772 | 54706.0703 | 58235.7927 | 62651.0067 | 49166.1229 | 26341.4392 | 19977.826 | 18680.94 | 17497.094 | 16762.021
QLD1 | Gas - Steam | 0 | 0 | 0 | 0 | 0 | 0 | 0 | 0 | 0 | 0 | 0 | 0 | 0 | 0 | 0 | 0 | 0 | 0 | 0 | 0 | 0 | 0 | 0 | 0 | 0 | 0 | 0
QLD1 | OCGT / Diesel | 215.0472 | 0.026458 | 207.56 | 1417.047 | 1871.7574 | 1367.4932 | 625.3154 | 26863.8487 | 23460.0479 | 24524.3231 | 68577.0008 | 70710.811 | 59221.6011 | 68704.5567 | 51587.1815 | 39702.597 | 79260.7814 | 63872.0839 | 28894.0796 | 49638.2661 | 59813.4885 | 39291.2709 | 53642.9425 | 77514.0889 | 32339.2192 | 80858.9914 | 58220.9736
QLD1 | Hydro | 0 | 0 | 0 | 0 | 0 | 0 | 0 | 0 | 0 | 0 | 0 | 0 | 0 | 0 | 0 | 0 | 0 | 0 | 0 | 0 | 0 | 0 | 0 | 0 | 0 | 0 | 0
QLD1 | Hydrogen Turbine | 0 | 0 | 0 | 0 | 0 | 0 | 0 | 0 | 0 | 0 | 0 | 0 | 0 | 0 | 0 | 0 | 0 | 0 | 0 | 0 | 0 | 0 | 0 | 0 | 0 | 0 | 0
QLD1 | Wind | 0 | 0 | 0 | 0 | 0 | 0 | 0 | 0 | 0 | 0 | 0 | 0 | 0 | 0 | 0 | 0 | 0 | 0 | 0 | 0 | 0 | 0 | 0 | 0 | 0 | 0 | 0
QLD1 | Solar PV | 0 | 0 | 0 | 0 | 0 | 0 | 0 | 0 | 0 | 0 | 0 | 0 | 0 | 0 | 0 | 0 | 0 | 0 | 0 | 0 | 0 | 0 | 0 | 0 | 0 | 0 | 0
QLD1 | Grid Battery | 0 | 0 | 0 | 0 | 0 | 0 | 0 | 0 | 0 | 0 | 0 | 0 | 0 | 0 | 0 | 0 | 0 | 0 | 0 | 0 | 0 | 0 | 0 | 0 | 0 | 0 | 0
QLD1 | Pumped Hydro | 0 | 0 | 0 | 0 | 0 | 0 | 0 | 0 | 0 | 0 | 0 | 0 | 0 | 0 | 0 | 0 | 0 | 0 | 0 | 0 | 0 | 0 | 0 | 0 | 0 | 0 | 0
QLD1 | VPP | 0 | 0 | 0 | 0 | 0 | 0 | 0 | 0 | 0 | 0 | 0 | 0 | 0 | 0 | 0 | 0 | 0 | 0 | 0 | 0 | 0 | 0 | 0 | 0 | 0 | 0 | 0
Total excluding storage |  | 819743.1969 | 701912.2018 | 745287.1358 | 684513.7372 | 579031.2408 | 482592.9852 | 456177.0302 | 362367.9827 | 327122.1954 | 269739.6951 | 315215.8543 | 316085.304 | 254266.4956 | 230093.2922 | 201161.4252 | 179125.0948 | 178149.2661 | 139478.4104 | 90084.9179 | 107874.0588 | 122464.4952 | 88457.3938 | 79984.3817 | 97491.9149 | 51020.1592 | 98356.0854 | 74982.9946
Region | Technology | 2023-24 | 2024-25 | 2025-26 | 2026-27 | 2027-28 | 2028-29 | 2029-30 | 2030-31 | 2031-32 | 2032-33 | 2033-34 | 2034-35 | 2035-36 | 2036-37 | 2037-38 | 2038-39 | 2039-40 | 2040-41 | 2041-42 | 2042-43 | 2043-44 | 2044-45 | 2045-46 | 2046-47 | 2047-48
VIC1 | Black Coal | 0 | 0 | 0 | 0 | 0 | 0 | 0 | 0 | 0 | 0 | 0 | 0 | 0 | 0 | 0 | 0 | 0 | 0 | 0 | 0 | 0 | 0 | 0 | 0 | 0 | 0 | 0
VIC1 | Brown Coal | 215773.547 | 178338.157 | 156285.128 | 112957.075 | 111403.068 | 88018.984 | 53658.82 | 33294.51 | 24764.435 | 0 | 0 | 0 | 0 | 0 | 0 | 0 | 0 | 0 | 0 | 0 | 0 | 0 | 0 | 0 | 0 | 0 | 0
VIC1 | CCGT | 0 | 0 | 0 | 0 | 0 | 0 | 0 | 0 | 0 | 0 | 0 | 0 | 0 | 0 | 0 | 0 | 0 | 0 | 0 | 0 | 0 | 0 | 0 | 0 | 0 | 0 | 0
VIC1 | Gas - Steam | 1714.7414 | 1782.4782 | 6554.0685 | 14011.766 | 9304.041 | 18042.504 | 14308.306 | 77893.888 | 20926.088 | 66161.444 | 53535.264 | 52472.344 | 34829.364 | 40160.896 | 40650.976 | 28270.008 | 0 | 0 | 0 | 0 | 0 | 0 | 0 | 0 | 0 | 0 | 0
VIC1 | OCGT / Diesel | 2798.4978 | 1801.6293 | 4101.168 | 14180.9886 | 7805.1893 | 11747.4931 | 6806.2378 | 32866.9656 | 8568.6968 | 47071.1371 | 38651.8733 | 91301.1339 | 51984.3319 | 52527.5313 | 92071.711 | 53740.095 | 138915.1459 | 81977.9917 | 72750.8752 | 67678.6256 | 131511.1411 | 101623.9363 | 107244.2676 | 153587.7752 | 92641.9983 | 131087.0494 | 95952.7373
VIC1 | Hydro | 0 | 0 | 0 | 0 | 0 | 0 | 0 | 0 | 0 | 0 | 0 | 0 | 0 | 0 | 0 | 0 | 0 | 0 | 0 | 0 | 0 | 0 | 0 | 0 | 0 | 0 | 0
VIC1 | Hydrogen Turbine | 0 | 0 | 0 | 0 | 0 | 0 | 0 | 0 | 0 | 0 | 0 | 0 | 0 | 0 | 0 | 0 | 0 | 0 | 0 | 0 | 0 | 0 | 0 | 0 | 0 | 0 | 0
VIC1 | Wind | 0 | 0 | 0 | 0 | 0 | 0 | 0 | 0 | 0 | 0 | 0 | 0 | 0 | 0 | 0 | 0 | 0 | 0 | 0 | 0 | 0 | 0 | 0 | 0 | 0 | 0 | 0
VIC1 | Solar PV | 0 | 0 | 0 | 0 | 0 | 0 | 0 | 0 | 0 | 0 | 0 | 0 | 0 | 0 | 0 | 0 | 0 | 0 | 0 | 0 | 0 | 0 | 0 | 0 | 0 | 0 | 0
VIC1 | Grid Battery | 0 | 0 | 0 | 0 | 0 | 0 | 0 | 0 | 0 | 0 | 0 | 0 | 0 | 0 | 0 | 0 | 0 | 0 | 0 | 0 | 0 | 0 | 0 | 0 | 0 | 0 | 0
VIC1 | Pumped Hydro | 0 | 0 | 0 | 0 | 0 | 0 | 0 | 0 | 0 | 0 | 0 | 0 | 0 | 0 | 0 | 0 | 0 | 0 | 0 | 0 | 0 | 0 | 0 | 0 | 0 | 0 | 0
VIC1 | VPP | 0 | 0 | 0 | 0 | 0 | 0 | 0 | 0 | 0 | 0 | 0 | 0 | 0 | 0 | 0 | 0 | 0 | 0 | 0 | 0 | 0 | 0 | 0 | 0 | 0 | 0 | 0
Total excluding storage |  | 220286.7862 | 181922.2645 | 166940.3645 | 141149.8296 | 128512.2983 | 117808.9811 | 74773.3638 | 144055.3636 | 54259.2198 | 113232.5811 | 92187.1373 | 143773.4779 | 86813.6959 | 92688.4273 | 132722.687 | 82010.103 | 138915.1459 | 81977.9917 | 72750.8752 | 67678.6256 | 131511.1411 | 101623.9363 | 107244.2676 | 153587.7752 | 92641.9983 | 131087.0494 | 95952.7373
Region | Technology | 2023-24 | 2024-25 | 2025-26 | 2026-27 | 2027-28 | 2028-29 | 2029-30 | 2030-31 | 2031-32 | 2032-33 | 2033-34 | 2034-35 | 2035-36 | 2036-37 | 2037-38 | 2038-39 | 2039-40 | 2040-41 | 2041-42 | 2042-43 | 2043-44 | 2044-45 | 2045-46 | 2046-47 | 2047-48
SA1 | Black Coal | 0 | 0 | 0 | 0 | 0 | 0 | 0 | 0 | 0 | 0 | 0 | 0 | 0 | 0 | 0 | 0 | 0 | 0 | 0 | 0 | 0 | 0 | 0 | 0 | 0 | 0 | 0
SA1 | Brown Coal | 0 | 0 | 0 | 0 | 0 | 0 | 0 | 0 | 0 | 0 | 0 | 0 | 0 | 0 | 0 | 0 | 0 | 0 | 0 | 0 | 0 | 0 | 0 | 0 | 0 | 0 | 0
SA1 | CCGT | 77133.883 | 51319.076 | 76277.368 | 45055.96 | 42354.748 | 58197.612 | 54090.524 | 72059.544 | 47666.772 | 53252.632 | 58550.092 | 64653.244 | 41315.86 | 42614.28 | 0 | 0 | 0 | 0 | 0 | 0 | 0 | 0 | 0 | 0 | 0 | 0 | 0
SA1 | Gas - Steam | 9676.084 | 8789.36 | 25371.43 | 0 | 0 | 0 | 0 | 0 | 0 | 0 | 0 | 0 | 0 | 0 | 0 | 0 | 0 | 0 | 0 | 0 | 0 | 0 | 0 | 0 | 0 | 0 | 0
SA1 | OCGT / Diesel | 13576.5481 | 11364.6344 | 22266.7454 | 16646.4869 | 13287.6545 | 17093.276 | 15055.261 | 31265.214 | 18083.84 | 23497.4975 | 28996.0447 | 44556.6855 | 21354.1119 | 21254.0853 | 32143.7555 | 24803.3516 | 38722.0641 | 25668.0209 | 15707.0197 | 17176.5964 | 31430.7354 | 13557.1151 | 10606.4138 | 8256.3423 | 5044.4964 | 6552.2775 | 5415.812
SA1 | Hydro | 0 | 0 | 0 | 0 | 0 | 0 | 0 | 0 | 0 | 0 | 0 | 0 | 0 | 0 | 0 | 0 | 0 | 0 | 0 | 0 | 0 | 0 | 0 | 0 | 0 | 0 | 0
SA1 | Hydrogen Turbine | 0 | 0 | 0 | 0 | 0 | 0 | 0 | 0 | 0 | 0 | 0 | 0 | 0 | 0 | 0 | 0 | 0 | 0 | 0 | 0 | 0 | 0 | 0 | 0 | 0 | 0 | 0
SA1 | Wind | 0 | 0 | 0 | 0 | 0 | 0 | 0 | 0 | 0 | 0 | 0 | 0 | 0 | 0 | 0 | 0 | 0 | 0 | 0 | 0 | 0 | 0 | 0 | 0 | 0 | 0 | 0
SA1 | Solar PV | 0 | 0 | 0 | 0 | 0 | 0 | 0 | 0 | 0 | 0 | 0 | 0 | 0 | 0 | 0 | 0 | 0 | 0 | 0 | 0 | 0 | 0 | 0 | 0 | 0 | 0 | 0
SA1 | Grid Battery | 0 | 0 | 0 | 0 | 0 | 0 | 0 | 0 | 0 | 0 | 0 | 0 | 0 | 0 | 0 | 0 | 0 | 0 | 0 | 0 | 0 | 0 | 0 | 0 | 0 | 0 | 0
SA1 | Pumped Hydro | 0 | 0 | 0 | 0 | 0 | 0 | 0 | 0 | 0 | 0 | 0 | 0 | 0 | 0 | 0 | 0 | 0 | 0 | 0 | 0 | 0 | 0 | 0 | 0 | 0 | 0 | 0
SA1 | VPP | 0 | 0 | 0 | 0 | 0 | 0 | 0 | 0 | 0 | 0 | 0 | 0 | 0 | 0 | 0 | 0 | 0 | 0 | 0 | 0 | 0 | 0 | 0 | 0 | 0 | 0 | 0
Total excluding storage |  | 100386.5151 | 71473.0704 | 123915.5434 | 61702.4469 | 55642.4025 | 75290.888 | 69145.785 | 103324.758 | 65750.612 | 76750.1295 | 87546.1367 | 109209.9295 | 62669.9719 | 63868.3653 | 32143.7555 | 24803.3516 | 38722.0641 | 25668.0209 | 15707.0197 | 17176.5964 | 31430.7354 | 13557.1151 | 10606.4138 | 8256.3423 | 5044.4964 | 6552.2775 | 5415.812
Region | Technology | 2023-24 | 2024-25 | 2025-26 | 2026-27 | 2027-28 | 2028-29 | 2029-30 | 2030-31 | 2031-32 | 2032-33 | 2033-34 | 2034-35 | 2035-36 | 2036-37 | 2037-38 | 2038-39 | 2039-40 | 2040-41 | 2041-42 | 2042-43 | 2043-44 | 2044-45 | 2045-46 | 2046-47 | 2047-48
TAS1 | Black Coal | 0 | 0 | 0 | 0 | 0 | 0 | 0 | 0 | 0 | 0 | 0 | 0 | 0 | 0 | 0 | 0 | 0 | 0 | 0 | 0 | 0 | 0 | 0 | 0 | 0 | 0 | 0
TAS1 | Brown Coal | 0 | 0 | 0 | 0 | 0 | 0 | 0 | 0 | 0 | 0 | 0 | 0 | 0 | 0 | 0 | 0 | 0 | 0 | 0 | 0 | 0 | 0 | 0 | 0 | 0 | 0 | 0
TAS1 | CCGT | 0 | 0 | 0 | 0 | 0 | 0 | 0 | 0 | 0 | 0 | 0 | 0 | 0 | 0 | 0 | 0 | 0 | 0 | 0 | 0 | 0 | 0 | 0 | 0 | 0 | 0 | 0
TAS1 | Gas - Steam | 0 | 0 | 0 | 0 | 0 | 0 | 0 | 0 | 0 | 0 | 0 | 0 | 0 | 0 | 0 | 0 | 0 | 0 | 0 | 0 | 0 | 0 | 0 | 0 | 0 | 0 | 0
TAS1 | OCGT / Diesel | 0.008092 | 0.015385 | 0.015527 | 20.7047 | 0.015455 | 0.015592 | 111.8661 | 376.713 | 308.1484 | 1379.6196 | 1063.0132 | 2411.1877 | 945.1468 | 698.6261 | 1640.6245 | 922.0305 | 2289.3083 | 474.5833 | 420.4035 | 429.8079 | 464.6258 | 221.753 | 175.3013 | 99.481 | 170.5086 | 305.3089 | 236.6342
TAS1 | Hydro | 0 | 0 | 0 | 0 | 0 | 0 | 0 | 0 | 0 | 0 | 0 | 0 | 0 | 0 | 0 | 0 | 0 | 0 | 0 | 0 | 0 | 0 | 0 | 0 | 0 | 0 | 0
TAS1 | Hydrogen Turbine | 0 | 0 | 0 | 0 | 0 | 0 | 0 | 0 | 0 | 0 | 0 | 0 | 0 | 0 | 0 | 0 | 0 | 0 | 0 | 0 | 0 | 0 | 0 | 0 | 0 | 0 | 0
TAS1 | Wind | 0 | 0 | 0 | 0 | 0 | 0 | 0 | 0 | 0 | 0 | 0 | 0 | 0 | 0 | 0 | 0 | 0 | 0 | 0 | 0 | 0 | 0 | 0 | 0 | 0 | 0 | 0
TAS1 | Solar PV | 0 | 0 | 0 | 0 | 0 | 0 | 0 | 0 | 0 | 0 | 0 | 0 | 0 | 0 | 0 | 0 | 0 | 0 | 0 | 0 | 0 | 0 | 0 | 0 | 0 | 0 | 0
TAS1 | Grid Battery | 0 | 0 | 0 | 0 | 0 | 0 | 0 | 0 | 0 | 0 | 0 | 0 | 0 | 0 | 0 | 0 | 0 | 0 | 0 | 0 | 0 | 0 | 0 | 0 | 0 | 0 | 0
TAS1 | Pumped Hydro | 0 | 0 | 0 | 0 | 0 | 0 | 0 | 0 | 0 | 0 | 0 | 0 | 0 | 0 | 0 | 0 | 0 | 0 | 0 | 0 | 0 | 0 | 0 | 0 | 0 | 0 | 0
TAS1 | VPP | 0 | 0 | 0 | 0 | 0 | 0 | 0 | 0 | 0 | 0 | 0 | 0 | 0 | 0 | 0 | 0 | 0 | 0 | 0 | 0 | 0 | 0 | 0 | 0 | 0 | 0 | 0
Total excluding storage |  | 0.008092 | 0.015385 | 0.015527 | 20.7047 | 0.015455 | 0.015592 | 111.8661 | 376.713 | 308.1484 | 1379.6196 | 1063.0132 | 2411.1877 | 945.1468 | 698.6261 | 1640.6245 | 922.0305 | 2289.3083 | 474.5833 | 420.4035 | 429.8079 | 464.6258 | 221.753 | 175.3013 | 99.481 | 170.5086 | 305.3089 | 236.6342

## BaseCase_Build Cost
New generation build cost (CAPEX) by technology ($000s) - BaseCase, Step Change Scenario
CAPEX | Real June 2021 dollars discounted to 1 July 2021. The total capital costs are annualised for modelling purposes.
Explicitly modelled generation
Region | Technology | 2023-24 | 2024-25 | 2025-26 | 2026-27 | 2027-28 | 2028-29 | 2029-30 | 2030-31 | 2031-32 | 2032-33 | 2033-34 | 2034-35 | 2035-36 | 2036-37 | 2037-38 | 2038-39 | 2039-40 | 2040-41 | 2041-42 | 2042-43 | 2043-44 | 2044-45 | 2045-46 | 2046-47 | 2047-48 | 2048-49 | 2049-50
NEM | Black Coal | 0 | 0 | 0 | 0 | 0 | 0 | 0 | 0 | 0 | 0 | 0 | 0 | 0 | 0 | 0 | 0 | 0 | 0 | 0 | 0 | 0 | 0 | 0 | 0 | 0 | 0 | 0
NEM | Brown Coal | 0 | 0 | 0 | 0 | 0 | 0 | 0 | 0 | 0 | 0 | 0 | 0 | 0 | 0 | 0 | 0 | 0 | 0 | 0 | 0 | 0 | 0 | 0 | 0 | 0 | 0 | 0
NEM | CCGT | 0 | 0 | 0 | 0 | 0 | 0 | 0 | 0 | 0 | 0 | 0 | 0 | 0 | 0 | 0 | 0 | 0 | 0 | 0 | 0 | 0 | 0 | 0 | 0 | 0 | 0 | 0
NEM | Gas - Steam | 0 | 0 | 0 | 0 | 0 | 0 | 0 | 0 | 0 | 0 | 0 | 0 | 0 | 0 | 0 | 0 | 0 | 0 | 0 | 0 | 0 | 0 | 0 | 0 | 0 | 0 | 0
NEM | OCGT / Diesel | 0 | 0.07042 | 0.066749 | 0.065076 | 0.062185 | 5724.3331 | 5425.9088 | 5143.0446 | 4887.9215 | 4620.1086 | 4379.2503 | 8601.0161 | 45361.7993 | 42876.3435 | 89113.4242 | 84467.7008 | 80277.6382 | 75879.0796 | 82148.4277 | 77865.8084 | 94325.9671 | 130938.9276 | 124112.7277 | 160657.9756 | 152688.4545 | 186968.0218 | 177220.8555
NEM | Hydro | 0 | 0 | 0 | 0 | 0 | 0 | 0 | 0 | 0 | 0 | 0 | 0 | 0 | 0 | 0 | 0 | 0 | 0 | 0 | 0 | 0 | 0 | 0 | 0 | 0 | 0 | 0
NEM | Hydrogen Turbine | 0 | 0 | 0 | 0 | 0 | 0 | 0 | 0 | 0 | 0 | 0 | 0 | 0 | 0 | 0 | 0 | 0 | 0 | 0 | 0 | 0 | 0 | 0 | 0 | 0 | 0 | 0
NEM | Wind | 0 | 762547.005 | 729472.3179 | 968061.8468 | 1473037.6526 | 2016087.105 | 2170858.1579 | 2423113.2619 | 2431737.1146 | 2552739.1698 | 2697315.0448 | 2686068.7402 | 2783403.0259 | 2816098.5566 | 3004822.5095 | 2985153.9507 | 2981039.5955 | 2992867.4559 | 2863256.8778 | 2867650.2225 | 2828098.9673 | 2687347.15 | 2574096.0286 | 2741926.1086 | 2709479.082 | 2679012.7445 | 2392734.9456
NEM | Solar PV | 0 | 0.25559 | 55263.4558 | 52382.4551 | 49784.0761 | 86926.994 | 125513.4345 | 221724.8106 | 230256.0251 | 337524.1132 | 401209.7753 | 426671.4559 | 405506.2 | 383287.7761 | 475959.8673 | 474655.6146 | 653638.0958 | 721129.8548 | 806685.7006 | 919373.6787 | 973656.2442 | 934294.3004 | 898030.0854 | 943697.7889 | 911919.4705 | 928639.5264 | 979867.8967
NEM | Grid Battery | 0 | 0.30423 | 50761.1394 | 48115.0305 | 103942.7474 | 205762.9687 | 200564.7529 | 214240.9429 | 206786.0151 | 329258.8733 | 346189.7112 | 328141.9082 | 322690.2054 | 305009.4209 | 293238.5403 | 277951.2268 | 354806.4577 | 347654.8978 | 447970.8971 | 513292.64 | 508962.5764 | 517596.3337 | 473228.2405 | 455265.5093 | 412744.6756 | 406489.0025 | 383404.3717
NEM | Pumped Hydro | 0 | 0 | 70451.2436 | 66778.5335 | 63465.9714 | 85955.9696 | 81474.8857 | 79663.0403 | 92835.6951 | 106834.8908 | 116284.2657 | 110222.2845 | 121262.4585 | 114618.2695 | 258903.6455 | 245406.3013 | 281263.7362 | 282912.9556 | 268163.9521 | 261727.2605 | 249959.395 | 240609.5734 | 238986.5873 | 266405.9485 | 253190.7461 | 240049.1706 | 227534.7636
NEM | VPP | 0 | 0 | 0 | 0 | 0 | 0 | 0 | 0 | 0 | 0 | 0 | 0 | 0 | 0 | 0 | 0 | 0 | 0 | 0 | 0 | 0 | 0 | 0 | 0 | 0 | 0 | 0
Total excluding storage |  | 0 | 762547.6352 | 905948.2235 | 1135337.9309 | 1690230.5096 | 2400457.3705 | 2583837.1397 | 2943885.1004 | 2966502.7714 | 3330977.1558 | 3565378.0473 | 3559705.405 | 3678223.689 | 3661890.3666 | 4122037.9868 | 4067634.7942 | 4351025.5235 | 4420444.2437 | 4468225.8554 | 4639909.6101 | 4655003.1499 | 4510786.285 | 4308453.6696 | 4567953.3309 | 4440022.4287 | 4441158.4658 | 4160762.8331
Region | Technology | 2023-24 | 2024-25 | 2025-26 | 2026-27 | 2027-28 | 2028-29 | 2029-30 | 2030-31 | 2031-32 | 2032-33 | 2033-34 | 2034-35 | 2035-36 | 2036-37 | 2037-38 | 2038-39 | 2039-40 | 2040-41 | 2041-42 | 2042-43 | 2043-44 | 2044-45 | 2045-46 | 2046-47 | 2047-48 | 2048-49 | 2049-50
NSW1 | Black Coal | 0 | 0 | 0 | 0 | 0 | 0 | 0 | 0 | 0 | 0 | 0 | 0 | 0 | 0 | 0 | 0 | 0 | 0 | 0 | 0 | 0 | 0 | 0 | 0 | 0 | 0 | 0
NSW1 | Brown Coal | 0 | 0 | 0 | 0 | 0 | 0 | 0 | 0 | 0 | 0 | 0 | 0 | 0 | 0 | 0 | 0 | 0 | 0 | 0 | 0 | 0 | 0 | 0 | 0 | 0 | 0 | 0
NSW1 | CCGT | 0 | 0 | 0 | 0 | 0 | 0 | 0 | 0 | 0 | 0 | 0 | 0 | 0 | 0 | 0 | 0 | 0 | 0 | 0 | 0 | 0 | 0 | 0 | 0 | 0 | 0 | 0
NSW1 | Gas - Steam | 0 | 0 | 0 | 0 | 0 | 0 | 0 | 0 | 0 | 0 | 0 | 0 | 0 | 0 | 0 | 0 | 0 | 0 | 0 | 0 | 0 | 0 | 0 | 0 | 0 | 0 | 0
NSW1 | OCGT / Diesel | 0 | 0.029202 | 0.027679 | 0.026236 | 0.024942 | 0.02361 | 0.02242 | 0.021296 | 0.020265 | 0.019187 | 0.018239 | 0.017354 | 0.016509 | 0.015657 | 20632.8506 | 19557.2043 | 18587.0593 | 17568.6403 | 16652.7397 | 15784.5874 | 15001.5851 | 14179.6226 | 13440.4006 | 29937.3651 | 28452.3068 | 26893.3529 | 25491.3222
NSW1 | Hydro | 0 | 0 | 0 | 0 | 0 | 0 | 0 | 0 | 0 | 0 | 0 | 0 | 0 | 0 | 0 | 0 | 0 | 0 | 0 | 0 | 0 | 0 | 0 | 0 | 0 | 0 | 0
NSW1 | Hydrogen Turbine | 0 | 0 | 0 | 0 | 0 | 0 | 0 | 0 | 0 | 0 | 0 | 0 | 0 | 0 | 0 | 0 | 0 | 0 | 0 | 0 | 0 | 0 | 0 | 0 | 0 | 0 | 0
NSW1 | Wind | 0 | 338939.6723 | 327948.7786 | 415098.8981 | 789338.4746 | 809212.7173 | 796497.9378 | 806791.2397 | 766769.9477 | 779988.7359 | 801869.1892 | 767835.1534 | 847598.1566 | 829796.5927 | 817526.5925 | 774906.7299 | 750565.3553 | 740499.0933 | 706655.4595 | 764344.1942 | 775455.7775 | 732967.1444 | 698323.7113 | 706117.9257 | 724952.4731 | 713828.6941 | 597116.8323
NSW1 | Solar PV | 0 | 0.098751 | 55263.2727 | 52382.2528 | 49783.8824 | 80114.4628 | 117626.4235 | 183208.5894 | 174120.4339 | 167217.4613 | 185749.8317 | 176066.1994 | 167332.3454 | 158163.9019 | 193414.6646 | 195119.1177 | 235158.9146 | 254458.5873 | 278411.3632 | 282244.465 | 270898.5913 | 256055.5617 | 242706.6944 | 262172.3555 | 256621.5473 | 266341.3933 | 294451.2326
NSW1 | Grid Battery | 0 | 0.18959 | 50761.0143 | 48114.7203 | 103942.4337 | 131795.7399 | 130453.6281 | 123652.7657 | 117518.9109 | 124467.1289 | 117978.3233 | 111827.7949 | 106280.535 | 100457.231 | 95220.1254 | 90256.0444 | 128795.54 | 121738.6096 | 126268.2783 | 122254.7399 | 116190.2505 | 124530.213 | 100653.723 | 102114.3684 | 77111.7796 | 81563.0126 | 75417.618
NSW1 | Pumped Hydro | 0 | 0 | 70451.0394 | 66778.2389 | 63465.6771 | 59988.2851 | 56860.9354 | 53896.624 | 51223.0548 | 48416.4516 | 45892.3729 | 43499.8802 | 41342.0495 | 39076.8439 | 37039.7568 | 35108.7747 | 33367.187 | 31538.9385 | 29894.7298 | 28336.2395 | 26930.6067 | 25455.0744 | 24128.0332 | 22870.2584 | 21735.7677 | 20544.8257 | 19473.7688
NSW1 | VPP | 0 | 0 | 0 | 0 | 0 | 0 | 0 | 0 | 0 | 0 | 0 | 0 | 0 | 0 | 0 | 0 | 0 | 0 | 0 | 0 | 0 | 0 | 0 | 0 | 0 | 0 | 0
Total excluding storage |  | 0 | 338939.9898 | 504424.1327 | 582374.1363 | 1006530.4928 | 1081111.2287 | 1101438.9471 | 1167549.2402 | 1109632.3676 | 1120089.7968 | 1151489.7353 | 1099229.0453 | 1162553.103 | 1127494.5852 | 1163833.9899 | 1114947.8711 | 1166474.0562 | 1165803.869 | 1157882.5704 | 1212964.226 | 1204476.8111 | 1153187.6161 | 1079252.5625 | 1123212.2732 | 1108873.8747 | 1109171.2786 | 1011950.7738
Region | Technology | 2023-24 | 2024-25 | 2025-26 | 2026-27 | 2027-28 | 2028-29 | 2029-30 | 2030-31 | 2031-32 | 2032-33 | 2033-34 | 2034-35 | 2035-36 | 2036-37 | 2037-38 | 2038-39 | 2039-40 | 2040-41 | 2041-42 | 2042-43 | 2043-44 | 2044-45 | 2045-46 | 2046-47 | 2047-48 | 2048-49 | 2049-50
QLD1 | Black Coal | 0 | 0 | 0 | 0 | 0 | 0 | 0 | 0 | 0 | 0 | 0 | 0 | 0 | 0 | 0 | 0 | 0 | 0 | 0 | 0 | 0 | 0 | 0 | 0 | 0 | 0 | 0
QLD1 | Brown Coal | 0 | 0 | 0 | 0 | 0 | 0 | 0 | 0 | 0 | 0 | 0 | 0 | 0 | 0 | 0 | 0 | 0 | 0 | 0 | 0 | 0 | 0 | 0 | 0 | 0 | 0 | 0
QLD1 | CCGT | 0 | 0 | 0 | 0 | 0 | 0 | 0 | 0 | 0 | 0 | 0 | 0 | 0 | 0 | 0 | 0 | 0 | 0 | 0 | 0 | 0 | 0 | 0 | 0 | 0 | 0 | 0
QLD1 | Gas - Steam | 0 | 0 | 0 | 0 | 0 | 0 | 0 | 0 | 0 | 0 | 0 | 0 | 0 | 0 | 0 | 0 | 0 | 0 | 0 | 0 | 0 | 0 | 0 | 0 | 0 | 0 | 0
QLD1 | OCGT / Diesel | 0 | 0.0085076 | 0.0080641 | 0.0081496 | 0.0078111 | 5724.2812 | 5425.859 | 5142.9943 | 4887.8735 | 4620.058 | 4379.202 | 4150.9025 | 3944.9949 | 3728.8415 | 31373.9513 | 29738.3425 | 28263.1573 | 26714.5672 | 25321.8647 | 24001.7675 | 22811.1475 | 21561.2831 | 20437.2352 | 45189.7175 | 42948.0584 | 83240.5027 | 78900.9482
QLD1 | Hydro | 0 | 0 | 0 | 0 | 0 | 0 | 0 | 0 | 0 | 0 | 0 | 0 | 0 | 0 | 0 | 0 | 0 | 0 | 0 | 0 | 0 | 0 | 0 | 0 | 0 | 0 | 0
QLD1 | Hydrogen Turbine | 0 | 0 | 0 | 0 | 0 | 0 | 0 | 0 | 0 | 0 | 0 | 0 | 0 | 0 | 0 | 0 | 0 | 0 | 0 | 0 | 0 | 0 | 0 | 0 | 0 | 0 | 0
QLD1 | Wind | 0 | 155019.432 | 146937.8508 | 197843.5001 | 313924.7494 | 631076.4471 | 598176.7324 | 720849.8163 | 686068.6567 | 761748.3623 | 799754.5726 | 758187.099 | 720576.8398 | 681095.1192 | 770851.4102 | 730664.8441 | 694419.8406 | 673269.934 | 659825.6545 | 668849.4429 | 660792.1989 | 624586.1852 | 592024.8219 | 731216.1565 | 716962.0986 | 704770.4404 | 637886.154
QLD1 | Solar PV | 0 | 0.042447 | 0.058232 | 0.057726 | 0.055769 | 6812.3989 | 7886.8822 | 38516.0313 | 56135.4101 | 81127.2378 | 130929.6926 | 146582.8518 | 139311.5344 | 131678.4011 | 175344.1414 | 177924.1126 | 311254.0069 | 340949.4888 | 332801.0831 | 450767.2829 | 428443.055 | 404967.876 | 396180.3564 | 426025.1246 | 412471.8379 | 417139.9971 | 444721.1521
QLD1 | Grid Battery | 0 | 0.026122 | 0.028806 | 0.040881 | 0.048685 | 73966.9783 | 70110.8802 | 81773.6391 | 80889.8017 | 110372.823 | 138714.7789 | 131483.203 | 124960.9121 | 118114.0753 | 111956.4698 | 106119.8775 | 148401.0062 | 140269.8438 | 166407.7674 | 243838.9876 | 231743.2326 | 219045.5884 | 207626.149 | 196802.0327 | 187039.5639 | 184474.3406 | 174857.1948
QLD1 | Pumped Hydro | 0 | 0 | 0.047435 | 0.068997 | 0.068132 | 25967.4604 | 24613.7069 | 23330.5285 | 22173.2058 | 20958.2957 | 34884.6449 | 33066.0161 | 31425.7608 | 29703.8861 | 174157.6842 | 165078.3741 | 204920.512 | 193692.5423 | 183594.8272 | 174023.534 | 165391.0075 | 156328.9317 | 148179.0823 | 180332.3983 | 171386.9173 | 161996.3165 | 153551.0109
QLD1 | VPP | 0 | 0 | 0 | 0 | 0 | 0 | 0 | 0 | 0 | 0 | 0 | 0 | 0 | 0 | 0 | 0 | 0 | 0 | 0 | 0 | 0 | 0 | 0 | 0 | 0 | 0 | 0
Total excluding storage |  | 0 | 155019.5091 | 146937.9934 | 197843.6758 | 313924.9298 | 743547.5659 | 706214.0605 | 869613.0095 | 850154.9477 | 978826.7768 | 1108662.891 | 1073470.0724 | 1020220.042 | 964320.3232 | 1263683.6568 | 1209525.5507 | 1387258.5229 | 1374896.3761 | 1367951.1969 | 1561481.0148 | 1509180.6416 | 1426489.8644 | 1364447.6447 | 1579565.4296 | 1530808.4761 | 1551621.5972 | 1489916.4601
Region | Technology | 2023-24 | 2024-25 | 2025-26 | 2026-27 | 2027-28 | 2028-29 | 2029-30 | 2030-31 | 2031-32 | 2032-33 | 2033-34 | 2034-35 | 2035-36 | 2036-37 | 2037-38 | 2038-39 | 2039-40 | 2040-41 | 2041-42 | 2042-43 | 2043-44 | 2044-45 | 2045-46 | 2046-47 | 2047-48 | 2048-49 | 2049-50
VIC1 | Black Coal | 0 | 0 | 0 | 0 | 0 | 0 | 0 | 0 | 0 | 0 | 0 | 0 | 0 | 0 | 0 | 0 | 0 | 0 | 0 | 0 | 0 | 0 | 0 | 0 | 0 | 0 | 0
VIC1 | Brown Coal | 0 | 0 | 0 | 0 | 0 | 0 | 0 | 0 | 0 | 0 | 0 | 0 | 0 | 0 | 0 | 0 | 0 | 0 | 0 | 0 | 0 | 0 | 0 | 0 | 0 | 0 | 0
VIC1 | CCGT | 0 | 0 | 0 | 0 | 0 | 0 | 0 | 0 | 0 | 0 | 0 | 0 | 0 | 0 | 0 | 0 | 0 | 0 | 0 | 0 | 0 | 0 | 0 | 0 | 0 | 0 | 0
VIC1 | Gas - Steam | 0 | 0 | 0 | 0 | 0 | 0 | 0 | 0 | 0 | 0 | 0 | 0 | 0 | 0 | 0 | 0 | 0 | 0 | 0 | 0 | 0 | 0 | 0 | 0 | 0 | 0 | 0
VIC1 | OCGT / Diesel | 0 | 0.016189 | 0.015345 | 0.014569 | 0.013875 | 0.013188 | 0.012539 | 0.011937 | 0.011362 | 0.013452 | 0.012778 | 4450.078 | 41416.7321 | 39147.4335 | 37106.5721 | 35172.1063 | 33427.3762 | 31595.8291 | 40173.7794 | 38079.4118 | 50767.0341 | 89766.6447 | 85086.867 | 80651.0589 | 76650.3218 | 72450.5105 | 68673.4654
VIC1 | Hydro | 0 | 0 | 0 | 0 | 0 | 0 | 0 | 0 | 0 | 0 | 0 | 0 | 0 | 0 | 0 | 0 | 0 | 0 | 0 | 0 | 0 | 0 | 0 | 0 | 0 | 0 | 0
VIC1 | Hydrogen Turbine | 0 | 0 | 0 | 0 | 0 | 0 | 0 | 0 | 0 | 0 | 0 | 0 | 0 | 0 | 0 | 0 | 0 | 0 | 0 | 0 | 0 | 0 | 0 | 0 | 0 | 0 | 0
VIC1 | Wind | 0 | 123278.6531 | 116851.804 | 168294.0933 | 159945.7892 | 265284.1169 | 374944.5903 | 497841.3901 | 563003.6799 | 615749.387 | 713711.0519 | 797979.9167 | 871120.9984 | 979954.0656 | 1075803.3266 | 1153652.6146 | 1221426.4724 | 1273668.2219 | 1207268.4581 | 1144330.3014 | 1110763.9564 | 1049903.2333 | 1018448.3587 | 998623.1677 | 952320.5625 | 945383.7462 | 875740.1002
VIC1 | Solar PV | 0 | 0.038579 | 0.037446 | 0.05984 | 0.056993 | 0.05423 | 0.052781 | 0.077542 | 0.073734 | 65624.9556 | 62203.7496 | 64729.7763 | 61518.8227 | 58148.094 | 55116.6774 | 52243.2979 | 54573.4933 | 51583.3119 | 80358.614 | 76205.5836 | 117006.6535 | 123273.4877 | 116965.428 | 114733.85 | 109042.4187 | 115325.5709 | 114050.9493
VIC1 | Grid Battery | 0 | 0.039546 | 0.038019 | 0.17919 | 0.17103 | 0.16168 | 0.15372 | 6963.8043 | 6618.362 | 64813.1067 | 61434.2246 | 58231.4935 | 55342.8914 | 52310.5534 | 49583.4632 | 46998.5437 | 44667.1581 | 42219.7652 | 81548.55 | 77297.2041 | 75157.2447 | 87475.703 | 82915.3585 | 78592.7119 | 74694.0814 | 70601.4686 | 66920.8394
VIC1 | Pumped Hydro | 0 | 0 | 0.045272 | 0.093671 | 0.08966 | 0.085316 | 0.086167 | 0.15374 | 0.14631 | 0.16341 | 0.15533 | 0.21129 | 0.24534 | 0.23248 | 4258.5022 | 4036.4953 | 3836.2639 | 20686.2325 | 19607.8053 | 26129.011 | 26048.1117 | 24620.8889 | 34257.9752 | 32472.0148 | 30861.2242 | 29901.4865 | 28342.6418
VIC1 | VPP | 0 | 0 | 0 | 0 | 0 | 0 | 0 | 0 | 0 | 0 | 0 | 0 | 0 | 0 | 0 | 0 | 0 | 0 | 0 | 0 | 0 | 0 | 0 | 0 | 0 | 0 | 0
Total excluding storage |  | 0 | 123278.7474 | 116851.94 | 168294.4406 | 159946.1207 | 265284.4313 | 374944.8955 | 504805.4376 | 569622.2733 | 746187.6262 | 837349.1943 | 925391.4758 | 1029399.6898 | 1129560.3789 | 1221868.5415 | 1292103.0578 | 1357930.7639 | 1419753.3604 | 1428957.2068 | 1362041.5118 | 1379743.0004 | 1375039.9577 | 1337673.9874 | 1305072.8034 | 1243568.6086 | 1233662.7826 | 1153727.9961
Region | Technology | 2023-24 | 2024-25 | 2025-26 | 2026-27 | 2027-28 | 2028-29 | 2029-30 | 2030-31 | 2031-32 | 2032-33 | 2033-34 | 2034-35 | 2035-36 | 2036-37 | 2037-38 | 2038-39 | 2039-40 | 2040-41 | 2041-42 | 2042-43 | 2043-44 | 2044-45 | 2045-46 | 2046-47 | 2047-48 | 2048-49 | 2049-50
SA1 | Black Coal | 0 | 0 | 0 | 0 | 0 | 0 | 0 | 0 | 0 | 0 | 0 | 0 | 0 | 0 | 0 | 0 | 0 | 0 | 0 | 0 | 0 | 0 | 0 | 0 | 0 | 0 | 0
SA1 | Brown Coal | 0 | 0 | 0 | 0 | 0 | 0 | 0 | 0 | 0 | 0 | 0 | 0 | 0 | 0 | 0 | 0 | 0 | 0 | 0 | 0 | 0 | 0 | 0 | 0 | 0 | 0 | 0
SA1 | CCGT | 0 | 0 | 0 | 0 | 0 | 0 | 0 | 0 | 0 | 0 | 0 | 0 | 0 | 0 | 0 | 0 | 0 | 0 | 0 | 0 | 0 | 0 | 0 | 0 | 0 | 0 | 0
SA1 | Gas - Steam | 0 | 0 | 0 | 0 | 0 | 0 | 0 | 0 | 0 | 0 | 0 | 0 | 0 | 0 | 0 | 0 | 0 | 0 | 0 | 0 | 0 | 0 | 0 | 0 | 0 | 0 | 0
SA1 | OCGT / Diesel | 0 | 0.0086208 | 0.0081714 | 0.0089917 | 0.0085824 | 0.0081656 | 0.0077999 | 0.0088848 | 0.0085002 | 0.0090718 | 0.0086693 | 0.0096291 | 0.037522 | 0.035494 | 0.033746 | 0.032006 | 0.030515 | 0.028869 | 0.027388 | 0.025992 | 5746.1852 | 5431.3414 | 5148.1909 | 4879.8018 | 4637.7368 | 4383.6267 | 4155.0942
SA1 | Hydro | 0 | 0 | 0 | 0 | 0 | 0 | 0 | 0 | 0 | 0 | 0 | 0 | 0 | 0 | 0 | 0 | 0 | 0 | 0 | 0 | 0 | 0 | 0 | 0 | 0 | 0 | 0
SA1 | Hydrogen Turbine | 0 | 0 | 0 | 0 | 0 | 0 | 0 | 0 | 0 | 0 | 0 | 0 | 0 | 0 | 0 | 0 | 0 | 0 | 0 | 0 | 0 | 0 | 0 | 0 | 0 | 0 | 0
SA1 | Wind | 0 | 58799.2833 | 55733.9178 | 108911.2041 | 103617.6454 | 181494.0117 | 192909.9468 | 199304.4778 | 189417.8781 | 180832.1897 | 178738.0548 | 169419.9581 | 161016.7519 | 152194.3511 | 176604.755 | 170444.9981 | 165007.168 | 160284.1114 | 151928.0683 | 159719.4235 | 157149.0728 | 162743.4129 | 154259.1606 | 200717.6948 | 215213.8213 | 220480.5702 | 215037.5463
SA1 | Solar PV | 0 | 0.058913 | 0.071346 | 0.068119 | 0.065073 | 0.063024 | 0.061073 | 0.094549 | 0.089938 | 23554.423 | 22326.4678 | 39292.594 | 37343.4648 | 35297.3481 | 52084.3541 | 49369.0579 | 52651.6371 | 70302.5128 | 111478.6645 | 106709.9244 | 154032.4829 | 146901.3765 | 139243.0109 | 137984.8514 | 131140.0422 | 127333.7548 | 124276.0264
SA1 | Grid Battery | 0 | 0.028068 | 0.034116 | 0.063685 | 0.063814 | 0.060349 | 0.058607 | 1850.6805 | 1758.8796 | 29605.7461 | 28062.3189 | 26599.3546 | 36105.8075 | 34127.5047 | 36478.4232 | 34576.7051 | 32942.6999 | 43426.6282 | 73746.2467 | 69901.6562 | 85871.7953 | 86544.77 | 82032.9551 | 77756.3452 | 73899.2015 | 69850.1297 | 66208.6688
SA1 | Pumped Hydro | 0 | 0 | 0.055927 | 0.073265 | 0.071354 | 0.068385 | 0.067009 | 0.0833 | 0.079543 | 0.078283 | 0.075602 | 0.073069 | 0.086078 | 0.081995 | 0.094882 | 0.090418 | 0.088205 | 0.09177 | 0.095083 | 0.091901 | 0.090419 | 0.10449 | 0.099212 | 0.094252 | 0.089851 | 0.085449 | 0.084391
SA1 | VPP | 0 | 0 | 0 | 0 | 0 | 0 | 0 | 0 | 0 | 0 | 0 | 0 | 0 | 0 | 0 | 0 | 0 | 0 | 0 | 0 | 0 | 0 | 0 | 0 | 0 | 0 | 0
Total excluding storage |  | 0 | 58799.3789 | 55734.0874 | 108911.4182 | 103617.8542 | 181494.2117 | 192910.1413 | 201155.345 | 191176.9356 | 233992.4462 | 229126.9257 | 235311.9895 | 234466.1477 | 221619.3214 | 265167.6609 | 254390.8836 | 250601.6237 | 274013.373 | 337153.102 | 336331.122 | 402799.6267 | 401621.0053 | 380683.4168 | 421338.7874 | 424890.8916 | 422048.1669 | 409677.4201
Region | Technology | 2023-24 | 2024-25 | 2025-26 | 2026-27 | 2027-28 | 2028-29 | 2029-30 | 2030-31 | 2031-32 | 2032-33 | 2033-34 | 2034-35 | 2035-36 | 2036-37 | 2037-38 | 2038-39 | 2039-40 | 2040-41 | 2041-42 | 2042-43 | 2043-44 | 2044-45 | 2045-46 | 2046-47 | 2047-48 | 2048-49 | 2049-50
TAS1 | Black Coal | 0 | 0 | 0 | 0 | 0 | 0 | 0 | 0 | 0 | 0 | 0 | 0 | 0 | 0 | 0 | 0 | 0 | 0 | 0 | 0 | 0 | 0 | 0 | 0 | 0 | 0 | 0
TAS1 | Brown Coal | 0 | 0 | 0 | 0 | 0 | 0 | 0 | 0 | 0 | 0 | 0 | 0 | 0 | 0 | 0 | 0 | 0 | 0 | 0 | 0 | 0 | 0 | 0 | 0 | 0 | 0 | 0
TAS1 | CCGT | 0 | 0 | 0 | 0 | 0 | 0 | 0 | 0 | 0 | 0 | 0 | 0 | 0 | 0 | 0 | 0 | 0 | 0 | 0 | 0 | 0 | 0 | 0 | 0 | 0 | 0 | 0
TAS1 | Gas - Steam | 0 | 0 | 0 | 0 | 0 | 0 | 0 | 0 | 0 | 0 | 0 | 0 | 0 | 0 | 0 | 0 | 0 | 0 | 0 | 0 | 0 | 0 | 0 | 0 | 0 | 0 | 0
TAS1 | OCGT / Diesel | 0 | 0.0079002 | 0.0074883 | 0.0071298 | 0.006975 | 0.0069486 | 0.0070452 | 0.0081915 | 0.0078502 | 0.0089339 | 0.008521 | 0.0085788 | 0.018335 | 0.01736 | 0.016487 | 0.015659 | 0.014923 | 0.014132 | 0.016622 | 0.015795 | 0.015101 | 0.035829 | 0.03399 | 0.032251 | 0.030687 | 0.029041 | 0.025491
TAS1 | Hydro | 0 | 0 | 0 | 0 | 0 | 0 | 0 | 0 | 0 | 0 | 0 | 0 | 0 | 0 | 0 | 0 | 0 | 0 | 0 | 0 | 0 | 0 | 0 | 0 | 0 | 0 | 0
TAS1 | Hydrogen Turbine | 0 | 0 | 0 | 0 | 0 | 0 | 0 | 0 | 0 | 0 | 0 | 0 | 0 | 0 | 0 | 0 | 0 | 0 | 0 | 0 | 0 | 0 | 0 | 0 | 0 | 0 | 0
TAS1 | Wind | 0 | 86509.9643 | 81999.9666 | 77914.1512 | 106210.994 | 129019.8119 | 208328.9506 | 198326.3379 | 226476.9522 | 214420.4949 | 203242.1762 | 192646.613 | 183090.2792 | 173058.4279 | 164036.4251 | 155484.7639 | 149620.7592 | 145146.0954 | 137579.2375 | 130406.8605 | 123937.9616 | 117147.1742 | 111039.9761 | 105251.1639 | 100030.1265 | 94549.2936 | 66954.3128
TAS1 | Solar PV | 0 | 0.016899 | 0.016077 | 0.01658 | 0.015832 | 0.015013 | 0.014989 | 0.017906 | 0.017484 | 0.03542 | 0.033681 | 0.034411 | 0.032745 | 0.031043 | 0.029807 | 0.028486 | 0.04389 | 3835.9541 | 3635.9758 | 3446.4228 | 3275.4614 | 3095.9984 | 2934.5957 | 2781.6074 | 2643.6244 | 2498.8104 | 2368.5363
TAS1 | Grid Battery | 0 | 0.020901 | 0.024197 | 0.026349 | 0.030182 | 0.028583 | 0.032271 | 0.053368 | 0.060904 | 0.068732 | 0.065441 | 0.062179 | 0.059462 | 0.056544 | 0.058669 | 0.056065 | 0.053605 | 0.051063 | 0.054693 | 0.052172 | 0.053301 | 0.059249 | 0.054957 | 0.051104 | 0.049218 | 0.051002 | 0.050627
TAS1 | Pumped Hydro | 0 | 0 | 0.055546 | 0.05875 | 0.065071 | 0.070356 | 0.090293 | 2435.6508 | 19439.2087 | 37459.9019 | 35507.0171 | 33656.1038 | 48494.3168 | 45837.225 | 43447.6075 | 41182.5669 | 39139.6852 | 36995.1505 | 35066.4947 | 33238.3842 | 31589.5787 | 34204.5739 | 32421.3974 | 30731.1827 | 29206.747 | 27606.4564 | 26167.2578
TAS1 | VPP | 0 | 0 | 0 | 0 | 0 | 0 | 0 | 0 | 0 | 0 | 0 | 0 | 0 | 0 | 0 | 0 | 0 | 0 | 0 | 0 | 0 | 0 | 0 | 0 | 0 | 0 | 0
Total excluding storage |  | 0 | 86510.01 | 82000.0699 | 77914.26 | 106211.1121 | 129019.9328 | 208329.0952 | 200762.0682 | 245916.2471 | 251880.5099 | 238749.3009 | 226302.822 | 231584.7064 | 218895.7578 | 207484.1376 | 196667.431 | 188760.5568 | 185977.2651 | 176281.7794 | 167091.7355 | 158803.0701 | 154447.8416 | 146396.0582 | 138764.0374 | 131880.5778 | 124654.6405 | 95490.183

## BaseCase_Rehab Cost
Rehabilition cost by technology ($000s) - BaseCase, Step Change Scenario
Rehab | Real June 2021 dollars discounted to 1 July 2021
Explicitly modelled generation
Region | Technology | 2023-24 | 2024-25 | 2025-26 | 2026-27 | 2027-28 | 2028-29 | 2029-30 | 2030-31 | 2031-32 | 2032-33 | 2033-34 | 2034-35 | 2035-36 | 2036-37 | 2037-38 | 2038-39 | 2039-40 | 2040-41 | 2041-42 | 2042-43 | 2043-44 | 2044-45 | 2045-46 | 2046-47 | 2047-48 | 2048-49 | 2049-50
NEM | Black Coal | 0 | 0 | 0 | 0 | 0 | 0 | 0 | 0 | 0 | 0 | 0 | 0 | 0 | 0 | 0 | 0 | 0 | 0 | 0 | 0 | 0 | 0 | 0 | 0 | 0 | 0 | 0
NEM | Brown Coal | 0 | 0 | 0 | 0 | 0 | 0 | 0 | 0 | 0 | 0 | 0 | 0 | 0 | 0 | 0 | 0 | 0 | 0 | 0 | 0 | 0 | 0 | 0 | 0 | 0 | 0 | 0
NEM | CCGT | 0 | 0 | 0 | 0 | 0 | 0 | 0 | 0 | 0 | 0 | 0 | 0 | 0 | 0 | 0 | 0 | 0 | 0 | 0 | 0 | 0 | 0 | 0 | 0 | 0 | 0 | 0
NEM | Gas - Steam | 0 | 0 | 0 | 0 | 0 | 0 | 0 | 0 | 0 | 0 | 0 | 0 | 0 | 0 | 0 | 0 | 0 | 0 | 0 | 0 | 0 | 0 | 0 | 0 | 0 | 0 | 0
NEM | OCGT / Diesel | 0 | 0 | 0 | 0 | 0 | 0 | 0 | 0 | 0 | 0 | 0 | 0 | 0 | 0 | 0 | 0 | 0 | 0 | 0 | 0 | 0 | 0 | 0 | 0 | 0 | 0 | 0
NEM | Hydro | 0 | 0 | 0 | 0 | 0 | 0 | 0 | 0 | 0 | 0 | 0 | 0 | 0 | 0 | 0 | 0 | 0 | 0 | 0 | 0 | 0 | 0 | 0 | 0 | 0 | 0 | 0
NEM | Hydrogen Turbine | 0 | 0 | 0 | 0 | 0 | 0 | 0 | 0 | 0 | 0 | 0 | 0 | 0 | 0 | 0 | 0 | 0 | 0 | 0 | 0 | 0 | 0 | 0 | 0 | 0 | 0 | 0
NEM | Wind | 0 | 0 | 0 | 0 | 0 | 0 | 0 | 0 | 0 | 0 | 0 | 0 | 0 | 0 | 0 | 0 | 0 | 0 | 0 | 0 | 0 | 0 | 0 | 0 | 0 | 0 | 0
NEM | Solar PV | 0 | 0 | 0 | 0 | 0 | 0 | 0 | 0 | 0 | 0 | 0 | 0 | 0 | 0 | 0 | 0 | 0 | 0 | 0 | 0 | 0 | 0 | 0 | 0 | 0 | 0 | 0
NEM | Grid Battery | 0 | 0 | 0 | 0 | 0 | 0 | 0 | 0 | 0 | 0 | 0 | 0 | 0 | 0 | 0 | 0 | 0 | 0 | 0 | 0 | 0 | 0 | 0 | 0 | 0 | 0 | 0
NEM | Pumped Hydro | 0 | 0 | 0 | 0 | 0 | 0 | 0 | 0 | 0 | 0 | 0 | 0 | 0 | 0 | 0 | 0 | 0 | 0 | 0 | 0 | 0 | 0 | 0 | 0 | 0 | 0 | 0
NEM | VPP | 0 | 0 | 0 | 0 | 0 | 0 | 0 | 0 | 0 | 0 | 0 | 0 | 0 | 0 | 0 | 0 | 0 | 0 | 0 | 0 | 0 | 0 | 0 | 0 | 0 | 0 | 0
Total excluding storage |  | 0 | 0 | 0 | 0 | 0 | 0 | 0 | 0 | 0 | 0 | 0 | 0 | 0 | 0 | 0 | 0 | 0 | 0 | 0 | 0 | 0 | 0 | 0 | 0 | 0 | 0 | 0
Region | Technology | 2023-24 | 2024-25 | 2025-26 | 2026-27 | 2027-28 | 2028-29 | 2029-30 | 2030-31 | 2031-32 | 2032-33 | 2033-34 | 2034-35 | 2035-36 | 2036-37 | 2037-38 | 2038-39 | 2039-40 | 2040-41 | 2041-42 | 2042-43 | 2043-44 | 2044-45 | 2045-46 | 2046-47 | 2047-48 | 2048-49 | 2049-50
NSW1 | Black Coal | 0 | 0 | 0 | 0 | 0 | 0 | 0 | 0 | 0 | 0 | 0 | 0 | 0 | 0 | 0 | 0 | 0 | 0 | 0 | 0 | 0 | 0 | 0 | 0 | 0 | 0 | 0
NSW1 | Brown Coal | 0 | 0 | 0 | 0 | 0 | 0 | 0 | 0 | 0 | 0 | 0 | 0 | 0 | 0 | 0 | 0 | 0 | 0 | 0 | 0 | 0 | 0 | 0 | 0 | 0 | 0 | 0
NSW1 | CCGT | 0 | 0 | 0 | 0 | 0 | 0 | 0 | 0 | 0 | 0 | 0 | 0 | 0 | 0 | 0 | 0 | 0 | 0 | 0 | 0 | 0 | 0 | 0 | 0 | 0 | 0 | 0
NSW1 | Gas - Steam | 0 | 0 | 0 | 0 | 0 | 0 | 0 | 0 | 0 | 0 | 0 | 0 | 0 | 0 | 0 | 0 | 0 | 0 | 0 | 0 | 0 | 0 | 0 | 0 | 0 | 0 | 0
NSW1 | OCGT / Diesel | 0 | 0 | 0 | 0 | 0 | 0 | 0 | 0 | 0 | 0 | 0 | 0 | 0 | 0 | 0 | 0 | 0 | 0 | 0 | 0 | 0 | 0 | 0 | 0 | 0 | 0 | 0
NSW1 | Hydro | 0 | 0 | 0 | 0 | 0 | 0 | 0 | 0 | 0 | 0 | 0 | 0 | 0 | 0 | 0 | 0 | 0 | 0 | 0 | 0 | 0 | 0 | 0 | 0 | 0 | 0 | 0
NSW1 | Hydrogen Turbine | 0 | 0 | 0 | 0 | 0 | 0 | 0 | 0 | 0 | 0 | 0 | 0 | 0 | 0 | 0 | 0 | 0 | 0 | 0 | 0 | 0 | 0 | 0 | 0 | 0 | 0 | 0
NSW1 | Wind | 0 | 0 | 0 | 0 | 0 | 0 | 0 | 0 | 0 | 0 | 0 | 0 | 0 | 0 | 0 | 0 | 0 | 0 | 0 | 0 | 0 | 0 | 0 | 0 | 0 | 0 | 0
NSW1 | Solar PV | 0 | 0 | 0 | 0 | 0 | 0 | 0 | 0 | 0 | 0 | 0 | 0 | 0 | 0 | 0 | 0 | 0 | 0 | 0 | 0 | 0 | 0 | 0 | 0 | 0 | 0 | 0
NSW1 | Grid Battery | 0 | 0 | 0 | 0 | 0 | 0 | 0 | 0 | 0 | 0 | 0 | 0 | 0 | 0 | 0 | 0 | 0 | 0 | 0 | 0 | 0 | 0 | 0 | 0 | 0 | 0 | 0
NSW1 | Pumped Hydro | 0 | 0 | 0 | 0 | 0 | 0 | 0 | 0 | 0 | 0 | 0 | 0 | 0 | 0 | 0 | 0 | 0 | 0 | 0 | 0 | 0 | 0 | 0 | 0 | 0 | 0 | 0
NSW1 | VPP | 0 | 0 | 0 | 0 | 0 | 0 | 0 | 0 | 0 | 0 | 0 | 0 | 0 | 0 | 0 | 0 | 0 | 0 | 0 | 0 | 0 | 0 | 0 | 0 | 0 | 0 | 0
Total excluding storage |  | 0 | 0 | 0 | 0 | 0 | 0 | 0 | 0 | 0 | 0 | 0 | 0 | 0 | 0 | 0 | 0 | 0 | 0 | 0 | 0 | 0 | 0 | 0 | 0 | 0 | 0 | 0
Region | Technology | 2023-24 | 2024-25 | 2025-26 | 2026-27 | 2027-28 | 2028-29 | 2029-30 | 2030-31 | 2031-32 | 2032-33 | 2033-34 | 2034-35 | 2035-36 | 2036-37 | 2037-38 | 2038-39 | 2039-40 | 2040-41 | 2041-42 | 2042-43 | 2043-44 | 2044-45 | 2045-46 | 2046-47 | 2047-48 | 2048-49 | 2049-50
QLD1 | Black Coal | 0 | 0 | 0 | 0 | 0 | 0 | 0 | 0 | 0 | 0 | 0 | 0 | 0 | 0 | 0 | 0 | 0 | 0 | 0 | 0 | 0 | 0 | 0 | 0 | 0 | 0 | 0
QLD1 | Brown Coal | 0 | 0 | 0 | 0 | 0 | 0 | 0 | 0 | 0 | 0 | 0 | 0 | 0 | 0 | 0 | 0 | 0 | 0 | 0 | 0 | 0 | 0 | 0 | 0 | 0 | 0 | 0
QLD1 | CCGT | 0 | 0 | 0 | 0 | 0 | 0 | 0 | 0 | 0 | 0 | 0 | 0 | 0 | 0 | 0 | 0 | 0 | 0 | 0 | 0 | 0 | 0 | 0 | 0 | 0 | 0 | 0
QLD1 | Gas - Steam | 0 | 0 | 0 | 0 | 0 | 0 | 0 | 0 | 0 | 0 | 0 | 0 | 0 | 0 | 0 | 0 | 0 | 0 | 0 | 0 | 0 | 0 | 0 | 0 | 0 | 0 | 0
QLD1 | OCGT / Diesel | 0 | 0 | 0 | 0 | 0 | 0 | 0 | 0 | 0 | 0 | 0 | 0 | 0 | 0 | 0 | 0 | 0 | 0 | 0 | 0 | 0 | 0 | 0 | 0 | 0 | 0 | 0
QLD1 | Hydro | 0 | 0 | 0 | 0 | 0 | 0 | 0 | 0 | 0 | 0 | 0 | 0 | 0 | 0 | 0 | 0 | 0 | 0 | 0 | 0 | 0 | 0 | 0 | 0 | 0 | 0 | 0
QLD1 | Hydrogen Turbine | 0 | 0 | 0 | 0 | 0 | 0 | 0 | 0 | 0 | 0 | 0 | 0 | 0 | 0 | 0 | 0 | 0 | 0 | 0 | 0 | 0 | 0 | 0 | 0 | 0 | 0 | 0
QLD1 | Wind | 0 | 0 | 0 | 0 | 0 | 0 | 0 | 0 | 0 | 0 | 0 | 0 | 0 | 0 | 0 | 0 | 0 | 0 | 0 | 0 | 0 | 0 | 0 | 0 | 0 | 0 | 0
QLD1 | Solar PV | 0 | 0 | 0 | 0 | 0 | 0 | 0 | 0 | 0 | 0 | 0 | 0 | 0 | 0 | 0 | 0 | 0 | 0 | 0 | 0 | 0 | 0 | 0 | 0 | 0 | 0 | 0
QLD1 | Grid Battery | 0 | 0 | 0 | 0 | 0 | 0 | 0 | 0 | 0 | 0 | 0 | 0 | 0 | 0 | 0 | 0 | 0 | 0 | 0 | 0 | 0 | 0 | 0 | 0 | 0 | 0 | 0
QLD1 | Pumped Hydro | 0 | 0 | 0 | 0 | 0 | 0 | 0 | 0 | 0 | 0 | 0 | 0 | 0 | 0 | 0 | 0 | 0 | 0 | 0 | 0 | 0 | 0 | 0 | 0 | 0 | 0 | 0
QLD1 | VPP | 0 | 0 | 0 | 0 | 0 | 0 | 0 | 0 | 0 | 0 | 0 | 0 | 0 | 0 | 0 | 0 | 0 | 0 | 0 | 0 | 0 | 0 | 0 | 0 | 0 | 0 | 0
Total excluding storage |  | 0 | 0 | 0 | 0 | 0 | 0 | 0 | 0 | 0 | 0 | 0 | 0 | 0 | 0 | 0 | 0 | 0 | 0 | 0 | 0 | 0 | 0 | 0 | 0 | 0 | 0 | 0
Region | Technology | 2023-24 | 2024-25 | 2025-26 | 2026-27 | 2027-28 | 2028-29 | 2029-30 | 2030-31 | 2031-32 | 2032-33 | 2033-34 | 2034-35 | 2035-36 | 2036-37 | 2037-38 | 2038-39 | 2039-40 | 2040-41 | 2041-42 | 2042-43 | 2043-44 | 2044-45 | 2045-46 | 2046-47 | 2047-48 | 2048-49 | 2049-50
VIC1 | Black Coal | 0 | 0 | 0 | 0 | 0 | 0 | 0 | 0 | 0 | 0 | 0 | 0 | 0 | 0 | 0 | 0 | 0 | 0 | 0 | 0 | 0 | 0 | 0 | 0 | 0 | 0 | 0
VIC1 | Brown Coal | 0 | 0 | 0 | 0 | 0 | 0 | 0 | 0 | 0 | 0 | 0 | 0 | 0 | 0 | 0 | 0 | 0 | 0 | 0 | 0 | 0 | 0 | 0 | 0 | 0 | 0 | 0
VIC1 | CCGT | 0 | 0 | 0 | 0 | 0 | 0 | 0 | 0 | 0 | 0 | 0 | 0 | 0 | 0 | 0 | 0 | 0 | 0 | 0 | 0 | 0 | 0 | 0 | 0 | 0 | 0 | 0
VIC1 | Gas - Steam | 0 | 0 | 0 | 0 | 0 | 0 | 0 | 0 | 0 | 0 | 0 | 0 | 0 | 0 | 0 | 0 | 0 | 0 | 0 | 0 | 0 | 0 | 0 | 0 | 0 | 0 | 0
VIC1 | OCGT / Diesel | 0 | 0 | 0 | 0 | 0 | 0 | 0 | 0 | 0 | 0 | 0 | 0 | 0 | 0 | 0 | 0 | 0 | 0 | 0 | 0 | 0 | 0 | 0 | 0 | 0 | 0 | 0
VIC1 | Hydro | 0 | 0 | 0 | 0 | 0 | 0 | 0 | 0 | 0 | 0 | 0 | 0 | 0 | 0 | 0 | 0 | 0 | 0 | 0 | 0 | 0 | 0 | 0 | 0 | 0 | 0 | 0
VIC1 | Hydrogen Turbine | 0 | 0 | 0 | 0 | 0 | 0 | 0 | 0 | 0 | 0 | 0 | 0 | 0 | 0 | 0 | 0 | 0 | 0 | 0 | 0 | 0 | 0 | 0 | 0 | 0 | 0 | 0
VIC1 | Wind | 0 | 0 | 0 | 0 | 0 | 0 | 0 | 0 | 0 | 0 | 0 | 0 | 0 | 0 | 0 | 0 | 0 | 0 | 0 | 0 | 0 | 0 | 0 | 0 | 0 | 0 | 0
VIC1 | Solar PV | 0 | 0 | 0 | 0 | 0 | 0 | 0 | 0 | 0 | 0 | 0 | 0 | 0 | 0 | 0 | 0 | 0 | 0 | 0 | 0 | 0 | 0 | 0 | 0 | 0 | 0 | 0
VIC1 | Grid Battery | 0 | 0 | 0 | 0 | 0 | 0 | 0 | 0 | 0 | 0 | 0 | 0 | 0 | 0 | 0 | 0 | 0 | 0 | 0 | 0 | 0 | 0 | 0 | 0 | 0 | 0 | 0
VIC1 | Pumped Hydro | 0 | 0 | 0 | 0 | 0 | 0 | 0 | 0 | 0 | 0 | 0 | 0 | 0 | 0 | 0 | 0 | 0 | 0 | 0 | 0 | 0 | 0 | 0 | 0 | 0 | 0 | 0
VIC1 | VPP | 0 | 0 | 0 | 0 | 0 | 0 | 0 | 0 | 0 | 0 | 0 | 0 | 0 | 0 | 0 | 0 | 0 | 0 | 0 | 0 | 0 | 0 | 0 | 0 | 0 | 0 | 0
Total excluding storage |  | 0 | 0 | 0 | 0 | 0 | 0 | 0 | 0 | 0 | 0 | 0 | 0 | 0 | 0 | 0 | 0 | 0 | 0 | 0 | 0 | 0 | 0 | 0 | 0 | 0 | 0 | 0
Region | Technology | 2023-24 | 2024-25 | 2025-26 | 2026-27 | 2027-28 | 2028-29 | 2029-30 | 2030-31 | 2031-32 | 2032-33 | 2033-34 | 2034-35 | 2035-36 | 2036-37 | 2037-38 | 2038-39 | 2039-40 | 2040-41 | 2041-42 | 2042-43 | 2043-44 | 2044-45 | 2045-46 | 2046-47 | 2047-48 | 2048-49 | 2049-50
SA1 | Black Coal | 0 | 0 | 0 | 0 | 0 | 0 | 0 | 0 | 0 | 0 | 0 | 0 | 0 | 0 | 0 | 0 | 0 | 0 | 0 | 0 | 0 | 0 | 0 | 0 | 0 | 0 | 0
SA1 | Brown Coal | 0 | 0 | 0 | 0 | 0 | 0 | 0 | 0 | 0 | 0 | 0 | 0 | 0 | 0 | 0 | 0 | 0 | 0 | 0 | 0 | 0 | 0 | 0 | 0 | 0 | 0 | 0
SA1 | CCGT | 0 | 0 | 0 | 0 | 0 | 0 | 0 | 0 | 0 | 0 | 0 | 0 | 0 | 0 | 0 | 0 | 0 | 0 | 0 | 0 | 0 | 0 | 0 | 0 | 0 | 0 | 0
SA1 | Gas - Steam | 0 | 0 | 0 | 0 | 0 | 0 | 0 | 0 | 0 | 0 | 0 | 0 | 0 | 0 | 0 | 0 | 0 | 0 | 0 | 0 | 0 | 0 | 0 | 0 | 0 | 0 | 0
SA1 | OCGT / Diesel | 0 | 0 | 0 | 0 | 0 | 0 | 0 | 0 | 0 | 0 | 0 | 0 | 0 | 0 | 0 | 0 | 0 | 0 | 0 | 0 | 0 | 0 | 0 | 0 | 0 | 0 | 0
SA1 | Hydro | 0 | 0 | 0 | 0 | 0 | 0 | 0 | 0 | 0 | 0 | 0 | 0 | 0 | 0 | 0 | 0 | 0 | 0 | 0 | 0 | 0 | 0 | 0 | 0 | 0 | 0 | 0
SA1 | Hydrogen Turbine | 0 | 0 | 0 | 0 | 0 | 0 | 0 | 0 | 0 | 0 | 0 | 0 | 0 | 0 | 0 | 0 | 0 | 0 | 0 | 0 | 0 | 0 | 0 | 0 | 0 | 0 | 0
SA1 | Wind | 0 | 0 | 0 | 0 | 0 | 0 | 0 | 0 | 0 | 0 | 0 | 0 | 0 | 0 | 0 | 0 | 0 | 0 | 0 | 0 | 0 | 0 | 0 | 0 | 0 | 0 | 0
SA1 | Solar PV | 0 | 0 | 0 | 0 | 0 | 0 | 0 | 0 | 0 | 0 | 0 | 0 | 0 | 0 | 0 | 0 | 0 | 0 | 0 | 0 | 0 | 0 | 0 | 0 | 0 | 0 | 0
SA1 | Grid Battery | 0 | 0 | 0 | 0 | 0 | 0 | 0 | 0 | 0 | 0 | 0 | 0 | 0 | 0 | 0 | 0 | 0 | 0 | 0 | 0 | 0 | 0 | 0 | 0 | 0 | 0 | 0
SA1 | Pumped Hydro | 0 | 0 | 0 | 0 | 0 | 0 | 0 | 0 | 0 | 0 | 0 | 0 | 0 | 0 | 0 | 0 | 0 | 0 | 0 | 0 | 0 | 0 | 0 | 0 | 0 | 0 | 0
SA1 | VPP | 0 | 0 | 0 | 0 | 0 | 0 | 0 | 0 | 0 | 0 | 0 | 0 | 0 | 0 | 0 | 0 | 0 | 0 | 0 | 0 | 0 | 0 | 0 | 0 | 0 | 0 | 0
Total excluding storage |  | 0 | 0 | 0 | 0 | 0 | 0 | 0 | 0 | 0 | 0 | 0 | 0 | 0 | 0 | 0 | 0 | 0 | 0 | 0 | 0 | 0 | 0 | 0 | 0 | 0 | 0 | 0
Region | Technology | 2023-24 | 2024-25 | 2025-26 | 2026-27 | 2027-28 | 2028-29 | 2029-30 | 2030-31 | 2031-32 | 2032-33 | 2033-34 | 2034-35 | 2035-36 | 2036-37 | 2037-38 | 2038-39 | 2039-40 | 2040-41 | 2041-42 | 2042-43 | 2043-44 | 2044-45 | 2045-46 | 2046-47 | 2047-48 | 2048-49 | 2049-50
TAS1 | Black Coal | 0 | 0 | 0 | 0 | 0 | 0 | 0 | 0 | 0 | 0 | 0 | 0 | 0 | 0 | 0 | 0 | 0 | 0 | 0 | 0 | 0 | 0 | 0 | 0 | 0 | 0 | 0
TAS1 | Brown Coal | 0 | 0 | 0 | 0 | 0 | 0 | 0 | 0 | 0 | 0 | 0 | 0 | 0 | 0 | 0 | 0 | 0 | 0 | 0 | 0 | 0 | 0 | 0 | 0 | 0 | 0 | 0
TAS1 | CCGT | 0 | 0 | 0 | 0 | 0 | 0 | 0 | 0 | 0 | 0 | 0 | 0 | 0 | 0 | 0 | 0 | 0 | 0 | 0 | 0 | 0 | 0 | 0 | 0 | 0 | 0 | 0
TAS1 | Gas - Steam | 0 | 0 | 0 | 0 | 0 | 0 | 0 | 0 | 0 | 0 | 0 | 0 | 0 | 0 | 0 | 0 | 0 | 0 | 0 | 0 | 0 | 0 | 0 | 0 | 0 | 0 | 0
TAS1 | OCGT / Diesel | 0 | 0 | 0 | 0 | 0 | 0 | 0 | 0 | 0 | 0 | 0 | 0 | 0 | 0 | 0 | 0 | 0 | 0 | 0 | 0 | 0 | 0 | 0 | 0 | 0 | 0 | 0
TAS1 | Hydro | 0 | 0 | 0 | 0 | 0 | 0 | 0 | 0 | 0 | 0 | 0 | 0 | 0 | 0 | 0 | 0 | 0 | 0 | 0 | 0 | 0 | 0 | 0 | 0 | 0 | 0 | 0
TAS1 | Hydrogen Turbine | 0 | 0 | 0 | 0 | 0 | 0 | 0 | 0 | 0 | 0 | 0 | 0 | 0 | 0 | 0 | 0 | 0 | 0 | 0 | 0 | 0 | 0 | 0 | 0 | 0 | 0 | 0
TAS1 | Wind | 0 | 0 | 0 | 0 | 0 | 0 | 0 | 0 | 0 | 0 | 0 | 0 | 0 | 0 | 0 | 0 | 0 | 0 | 0 | 0 | 0 | 0 | 0 | 0 | 0 | 0 | 0
TAS1 | Solar PV | 0 | 0 | 0 | 0 | 0 | 0 | 0 | 0 | 0 | 0 | 0 | 0 | 0 | 0 | 0 | 0 | 0 | 0 | 0 | 0 | 0 | 0 | 0 | 0 | 0 | 0 | 0
TAS1 | Grid Battery | 0 | 0 | 0 | 0 | 0 | 0 | 0 | 0 | 0 | 0 | 0 | 0 | 0 | 0 | 0 | 0 | 0 | 0 | 0 | 0 | 0 | 0 | 0 | 0 | 0 | 0 | 0
TAS1 | Pumped Hydro | 0 | 0 | 0 | 0 | 0 | 0 | 0 | 0 | 0 | 0 | 0 | 0 | 0 | 0 | 0 | 0 | 0 | 0 | 0 | 0 | 0 | 0 | 0 | 0 | 0 | 0 | 0
TAS1 | VPP | 0 | 0 | 0 | 0 | 0 | 0 | 0 | 0 | 0 | 0 | 0 | 0 | 0 | 0 | 0 | 0 | 0 | 0 | 0 | 0 | 0 | 0 | 0 | 0 | 0 | 0 | 0
Total excluding storage |  | 0 | 0 | 0 | 0 | 0 | 0 | 0 | 0 | 0 | 0 | 0 | 0 | 0 | 0 | 0 | 0 | 0 | 0 | 0 | 0 | 0 | 0 | 0 | 0 | 0 | 0 | 0

## BaseCase_REZ Tx Cost
REZ transmission expansion cost by region ($000s) - BaseCase, Step Change Scenario
REZ Expansion | Real June 2021 dollars discounted to 1 July 2021. As with the total capital costs, the REZ transmission expansion costs are annualised for modelling purposes.
Explicitly modelled generation
Region | Technology | 2023-24 | 2024-25 | 2025-26 | 2026-27 | 2027-28 | 2028-29 | 2029-30 | 2030-31 | 2031-32 | 2032-33 | 2033-34 | 2034-35 | 2035-36 | 2036-37 | 2037-38 | 2038-39 | 2039-40 | 2040-41 | 2041-42 | 2042-43 | 2043-44 | 2044-45 | 2045-46 | 2046-47 | 2047-48 | 2048-49 | 2049-50 | Sum | Raw | Equal
NSW1 | Transmission | 0 | 0.00088369 | 0.0010554 | 0.0014122 | 0.0015029 | 0.0020633 | 0.0031248 | 3282.7291 | 3889.7518 | 7117.1523 | 13247.2369 | 12556.6228 | 11933.7451 | 11279.8735 | 10816.3593 | 10831.3913 | 11876.8728 | 17490.53 | 16578.7018 | 26611.6056 | 25861.3202 | 24444.3312 | 25300.5721 | 51073.3709 | 55384.1888 | 63691.719 | 60371.2985 | 463639.383 | 463639.383 | TRUE
QLD1 | Transmission | 69.5154 | 65.8382 | 62.4062 | 79.3942 | 89.1988 | 51976.2499 | 49270.1404 | 56837.6956 | 57295.4636 | 74648.4053 | 85855.1027 | 82848.1464 | 78698.941 | 75265.1521 | 113837.9689 | 109940.805 | 141039.4722 | 160375.3264 | 158487.7213 | 203753.6809 | 213292.0615 | 202343.1177 | 195724.4468 | 206423.0173 | 206400.8084 | 207586.3418 | 217056.2863 | 2949322.7042 | 2949322.7042 | TRUE
VIC1 | Transmission | 0 | 0.00026706 | 0.00028084 | 0.00030303 | 0.00033329 | 0.00041427 | 0.0015694 | 0.0016015 | 1587.6435 | 2180.468 | 2066.7949 | 1959.0473 | 3116.1286 | 8043.842 | 7624.4949 | 18287.4799 | 23492.2393 | 24580.9463 | 24139.5316 | 26364.8003 | 26521.9833 | 25068.7954 | 25837.9015 | 24490.9022 | 27692.1223 | 29345.6948 | 28370.4718 | 330771.2926 | 330771.2926 | TRUE
SA1 | Transmission | 57.1304 | 1406.939 | 1400.4355 | 2623.5527 | 2493.4121 | 2382.1427 | 2905.1743 | 3392.3496 | 3224.0706 | 3702.3947 | 3509.3835 | 3326.4311 | 3161.4235 | 2988.2036 | 8653.5567 | 8202.4238 | 7795.5407 | 10021.7883 | 12479.0105 | 12884.5498 | 25190.8103 | 27050.4751 | 26049.5668 | 36108.0371 | 39500.116 | 38422.8903 | 37473.676 | 326405.4849 | 326405.4849 | TRUE
TAS1 | Transmission | 0 | 0.00064087 | 30.5513 | 28.9587 | 5258.44 | 4970.3214 | 4711.2052 | 4465.5974 | 4244.0793 | 4011.5387 | 3802.4063 | 3604.1767 | 3425.3896 | 3237.7063 | 3068.916 | 2908.9251 | 2764.6264 | 2613.1475 | 2476.9171 | 2347.7888 | 2231.3256 | 2109.0672 | 1999.1159 | 1894.8967 | 1800.8995 | 1702.225 | 1613.4834 | 71321.7056 | 71321.7056 | TRUE
NEM | Total | 126.6458 | 1472.779 | 1493.3944 | 2731.9073 | 7841.0527 | 59328.7164 | 56886.5245 | 67978.3732 | 70241.0087 | 91659.959 | 108480.9244 | 104294.4243 | 100335.6278 | 100814.7776 | 144001.2957 | 150171.0251 | 186968.7515 | 215081.7385 | 214161.8822 | 271962.4254 | 293097.5009 | 281015.7867 | 274911.6032 | 319990.2242 | 330778.1349 | 340748.8709 | 344885.216

## BaseCase_USE+DSP Cost
USE+DSP cost by region ($000s) - BaseCase, Step Change Scenario
USE+DSP | Real June 2021 dollars discounted to 1 July 2021
Explicitly modelled generation
Region | Technology | 2023-24 | 2024-25 | 2025-26 | 2026-27 | 2027-28 | 2028-29 | 2029-30 | 2030-31 | 2031-32 | 2032-33 | 2033-34 | 2034-35 | 2035-36 | 2036-37 | 2037-38 | 2038-39 | 2039-40 | 2040-41 | 2041-42 | 2042-43 | 2043-44 | 2044-45 | 2045-46 | 2046-47 | 2047-48 | 2048-49 | 2049-50
NSW1 | USE+DSP | 32851.4807 | 37152.7132 | 110549.4833 | 1142.9994 | 13563.1582 | 18.4178 | 0.13856 | 823.7986 | 0.13951 | 817.9039 | 9619.1597 | 75.928 | 416.5052 | 25.6729 | 6145.7611 | 0.14183 | 2452.2352 | 4651.4325 | 4606.5172 | 6732.2085 | 12291.3446 | 9858.6877 | 11192.195 | 12730.9897 | 11316.5691 | 11062.8497 | 11429.6133
QLD1 | USE+DSP | 0.016586 | 0.016435 | 0.016766 | 614.8403 | 22.9017 | 76137.8087 | 0.017269 | 2913.6502 | 1286.0948 | 808.6976 | 1004.9588 | 2081.4174 | 2669.6729 | 334.7216 | 6960.1914 | 0.017757 | 8223.5758 | 8813.8602 | 5958.4439 | 10142.2749 | 30366.4296 | 26624.2953 | 50345.1696 | 57417.1414 | 52604.5496 | 57598.8617 | 55586.1178
VIC1 | USE+DSP | 26909.3083 | 20629.6745 | 24.5187 | 30453.6212 | 366.7711 | 0.17614 | 767.9717 | 723.4543 | 0.17769 | 1446.7951 | 0.18455 | 1721.6073 | 2297.9845 | 0.31485 | 1453.9907 | 13.5518 | 1904.6548 | 2343.529 | 5411.3957 | 2414.9842 | 5603.9532 | 12801.2658 | 2697.1037 | 3503.7191 | 3484.8439 | 5717.0208 | 4115.9157
SA1 | USE+DSP | 808.6526 | 0.019294 | 8.8034 | 848.0227 | 73.5614 | 0.019788 | 0.019753 | 871.2451 | 0.019856 | 1219.2093 | 0.02047 | 108.0863 | 867.2392 | 0.020302 | 5795.844 | 0.020785 | 693.0831 | 2466.9334 | 1982.2393 | 1973.3355 | 4995.6976 | 14974.129 | 3609.5434 | 4697.6982 | 4233.717 | 5164.1889 | 5387.2956
TAS1 | USE+DSP | 0.011646 | 0.011492 | 0.011566 | 0.011619 | 0.011655 | 0.011669 | 0.011809 | 44.7382 | 0.012182 | 96.3057 | 0.012645 | 215.534 | 567.3133 | 0.012263 | 358.567 | 0.012461 | 139.3773 | 481.5282 | 1295.1368 | 951.019 | 1836.1386 | 1889.0034 | 1204.4341 | 1858.2411 | 1320.2321 | 2650.961 | 1585.9968
NEM | Total | 60569.4698 | 57782.4349 | 110582.8338 | 33059.4953 | 14026.404 | 76156.4341 | 768.1591 | 5376.8864 | 1286.4441 | 4388.9117 | 10624.3361 | 4202.573 | 6818.715 | 360.7418 | 20714.3542 | 13.7447 | 13412.9262 | 18757.2832 | 19253.7329 | 22213.8221 | 55093.5637 | 66147.3813 | 69048.4458 | 80207.7894 | 72959.9117 | 82193.882 | 78104.9393

## Option 3A_CF
Annual capacity factor by technology - Option 3A, Step Change Scenario
Explicitly modelled generation
Region | Technology | 2023-24 | 2024-25 | 2025-26 | 2026-27 | 2027-28 | 2028-29 | 2029-30 | 2030-31 | 2031-32 | 2032-33 | 2033-34 | 2034-35 | 2035-36 | 2036-37 | 2037-38 | 2038-39 | 2039-40 | 2040-41 | 2041-42 | 2042-43 | 2043-44 | 2044-45 | 2045-46 | 2046-47 | 2047-48 | 2048-49 | 2049-50
NEM | Black Coal | 58.97% | 51.64% | 52.7% | 63.33% | 60.34% | 61.72% | 63.31% | 60.19% | 57.56% | 58.68% | 63.44% | 62.92% | 54.55% | 52.82% | 55.64% | 52.3% | 56.29% | 44.89% | 44.2% | - | - | - | - | - | - | - | -
NEM | Brown Coal | 68.72% | 60.33% | 65.91% | 63.28% | 63.93% | 63.28% | 65.67% | 64.04% | 50.49% | - | - | - | - | - | - | - | - | - | - | - | - | - | - | - | - | - | -
NEM | CCGT | 8.139% | 6.613% | 12.98% | 16.49% | 16.89% | 19.24% | 22.43% | 27.15% | 23.28% | 22.91% | 32.14% | 36.03% | 26.59% | 27.36% | 27.92% | 30.33% | 30.66% | 26.63% | 23.32% | 26.19% | 27.83% | 23.44% | 24.85% | 28.99% | 28.77% | 28.41% | 28.95%
NEM | Gas - Steam | 0.9865% | 0.9478% | 2.997% | 3.761% | 2.497% | 4.683% | 3.749% | 22.63% | 3.26% | 8.051% | 8.764% | 13.88% | 7.675% | 9.442% | 12.87% | 10.15% | - | - | - | - | - | - | - | - | - | - | -
NEM | OCGT / Diesel | 0.3093% | 0.2412% | 0.54% | 0.5921% | 0.4339% | 0.5379% | 0.4423% | 2.307% | 1.004% | 1.715% | 3.876% | 6.77% | 3.557% | 4.547% | 4.065% | 3.035% | 8.829% | 8.148% | 4.258% | 5.66% | 9.16% | 5.239% | 6.757% | 8.594% | 5.927% | 7.027% | 6.579%
NEM | Hydro | 26.74% | 23.98% | 24.57% | 23.4% | 20.16% | 24.75% | 26.64% | 26.06% | 24.88% | 23.72% | 27.12% | 27.03% | 24.43% | 22.49% | 26.83% | 23.94% | 21.36% | 20.01% | 19.19% | 21.87% | 23.13% | 20.84% | 19.79% | 25.47% | 24.07% | 24.21% | 22.37%
NEM | Hydrogen Turbine | bar: 2023-24 to 2049-50
NEM | Wind | 32.73% | 33.41% | 34.06% | 35.53% | 37.26% | 36.28% | 36.22% | 35.51% | 37.25% | 35.86% | 35.22% | 34.87% | 35.75% | 36.73% | 35.71% | 35.73% | 34.68% | 34.67% | 33.98% | 33.9% | 33.55% | 34.11% | 35.32% | 34.22% | 33.85% | 32.8% | 32.69%
NEM | Solar PV | 26.37% | 22.22% | 23.44% | 24.66% | 24.45% | 22.38% | 23.53% | 24.33% | 24.71% | 24.78% | 24.36% | 23.86% | 24.48% | 24.66% | 21.01% | 22.27% | 22.15% | 20.89% | 21.22% | 21.31% | 20.48% | 20.27% | 20.81% | 18.1% | 18.58% | 18.95% | 18.37%
NEM | Grid Battery | 4.756% | 4.714% | 7.352% | 11.15% | 15.26% | 17.29% | 17.56% | 19.22% | 18.63% | 20.87% | 19.98% | 19.17% | 19.78% | 20.06% | 17.98% | 18.34% | 19.43% | 18.95% | 20.16% | 20.32% | 19.41% | 19.25% | 19.89% | 16.73% | 16.94% | 16.77% | 16.11%
NEM | Pumped Hydro | 7.629% | 12.58% | 13.03% | 19.44% | 9.89% | 12.83% | 14.38% | 19.31% | 19.59% | 18.44% | 20.36% | 20.13% | 21.12% | 21.99% | 20.24% | 20.56% | 20.44% | 17.72% | 18.32% | 19.3% | 17.44% | 16.25% | 16.32% | 16.83% | 15.15% | 15.16% | 13.12%
NEM | VPP | 7.919% | 8.079% | 8.665% | 8.517% | 8.238% | 7.746% | 7.559% | 7.45% | 7.287% | 7.25% | 7.245% | 6.897% | 6.996% | 6.947% | 6.487% | 6.355% | 6.395% | 6.031% | 6.284% | 6.255% | 6.09% | 6.234% | 6.388% | 5.996% | 5.979% | 5.977% | 5.766%
Region | Technology | 2023-24 | 2024-25 | 2025-26 | 2026-27 | 2027-28 | 2028-29 | 2029-30 | 2030-31 | 2031-32 | 2032-33 | 2033-34 | 2034-35 | 2035-36 | 2036-37 | 2037-38 | 2038-39 | 2039-40 | 2040-41 | 2041-42 | 2042-43 | 2043-44 | 2044-45 | 2045-46 | 2046-47 | 2047-48 | 2048-49 | 2049-50
NSW1 | Black Coal | 57.9% | 48.25% | 44.39% | 64.25% | 58.57% | 63.81% | 66.72% | 58.04% | 56.12% | 57.32% | 62.81% | 63.65% | 55.33% | 48.6% | 54.13% | 53.27% | - | - | - | - | - | - | - | - | - | - | -
NSW1 | Brown Coal | bar: 2023-24 to 2049-50
NSW1 | CCGT | 0.3544% | 0.161% | 7.957% | 17.62% | 19.98% | 16.7% | 27.82% | 29.07% | 25.71% | 23.89% | 37.46% | 43.78% | 27.69% | 27.84% | 29.9% | 34.78% | 36.08% | 29.15% | 26.36% | 28.67% | - | - | - | - | - | - | -
NSW1 | Gas - Steam | bar: 2023-24 to 2049-50
NSW1 | OCGT / Diesel | 0.05169% | 0.02283% | 0.1552% | 0.1466% | 0.1189% | 0.02473% | 0.0001717% | 0.6591% | 0.1026% | 0.4789% | 1.124% | 4.064% | 1.582% | 2.849% | 1.805% | 1.358% | 6.945% | 7.688% | 3.553% | 4.219% | 8.743% | 5.77% | 8.223% | 7.897% | 7.639% | 6.604% | 7.518%
NSW1 | Hydro | 9.225% | 12.9% | 13.51% | 13.58% | 11.34% | 16.15% | 13.75% | 14.06% | 13.15% | 11.64% | 14.59% | 15.04% | 13.87% | 12.27% | 17.14% | 14.14% | 12.5% | 12.23% | 11.18% | 13.07% | 13.4% | 12.37% | 10.49% | 16.43% | 15.66% | 15.92% | 15.24%
NSW1 | Hydrogen Turbine | bar: 2023-24 to 2049-50
NSW1 | Wind | 36.22% | 33.89% | 34.02% | 35.41% | 35.92% | 36.39% | 34.52% | 34.23% | 34.03% | 34.18% | 33.23% | 32.81% | 34.11% | 34.25% | 34.68% | 33.14% | 32.5% | 30.51% | 32.01% | 30.98% | 30% | 31.19% | 31.61% | 32.64% | 30.76% | 29.98% | 28.06%
NSW1 | Solar PV | 26.89% | 21.21% | 22.17% | 24.47% | 24.69% | 22.4% | 23.28% | 24.69% | 24.48% | 24.69% | 24.31% | 23.69% | 25.03% | 24.9% | 21.27% | 22.01% | 23.05% | 21.28% | 21.79% | 20.88% | 20.02% | 21.02% | 21.28% | 19% | 18.6% | 19.29% | 18.53%
NSW1 | Grid Battery | 4.702% | 5.719% | 12.26% | 23.82% | 24.32% | 22.06% | 22.42% | 24.24% | 23.02% | 23.92% | 22.35% | 20.82% | 22.58% | 22.47% | 20.57% | 20.6% | 20.66% | 19.86% | 22.09% | 20.65% | 18.57% | 19.75% | 20.14% | 17.14% | 16.98% | 17.67% | 17.47%
NSW1 | Pumped Hydro | 5.256% | 10.47% | 17.33% | 27.22% | 8.948% | 14.14% | 15.68% | 21.3% | 21.59% | 20.38% | 23.03% | 22.67% | 23.71% | 25.32% | 23.99% | 22.55% | 20.92% | 16.05% | 18.04% | 18.52% | 16.47% | 15.2% | 16.01% | 19.35% | 16% | 15.37% | 12.46%
NSW1 | VPP | 6.805% | 7.845% | 8.793% | 8.68% | 8.394% | 7.731% | 7.461% | 7.553% | 7.364% | 7.425% | 7.364% | 7.025% | 7.215% | 7.065% | 6.678% | 6.587% | 6.654% | 6.333% | 6.643% | 6.509% | 6.273% | 6.545% | 6.575% | 6.131% | 6.15% | 6.244% | 6.145%
Region | Technology | 2023-24 | 2024-25 | 2025-26 | 2026-27 | 2027-28 | 2028-29 | 2029-30 | 2030-31 | 2031-32 | 2032-33 | 2033-34 | 2034-35 | 2035-36 | 2036-37 | 2037-38 | 2038-39 | 2039-40 | 2040-41 | 2041-42 | 2042-43 | 2043-44 | 2044-45 | 2045-46 | 2046-47 | 2047-48 | 2048-49 | 2049-50
QLD1 | Black Coal | 60.08% | 55.11% | 62.03% | 62.59% | 61.55% | 60.22% | 61.25% | 62.08% | 58.82% | 60.23% | 63.96% | 62.32% | 53.9% | 56.29% | 56.89% | 51.5% | 56.29% | 44.89% | 44.2% | - | - | - | - | - | - | - | -
QLD1 | Brown Coal | bar: 2023-24 to 2049-50
QLD1 | CCGT | 7.298% | 6.109% | 12.05% | 18.17% | 18.96% | 22.2% | 24.76% | 29.46% | 27.84% | 26.57% | 37% | 39.75% | 32.29% | 34.33% | 31.99% | 33.92% | 34.4% | 30.78% | 26.61% | 30.26% | 33.24% | 28.01% | 37.03% | 62.49% | 62.01% | 61.25% | 62.41%
QLD1 | Gas - Steam | bar: 2023-24 to 2049-50
QLD1 | OCGT / Diesel | 0.01425% | 1.471e-06% | 0.01577% | 0.1075% | 0.1439% | 0.1284% | 0.06329% | 2.658% | 2.047% | 2.06% | 8.644% | 10.23% | 7.447% | 10.22% | 5.22% | 4.071% | 9.903% | 9.285% | 4.272% | 7.847% | 9.629% | 6.518% | 9.768% | 11.8% | 5.532% | 6.971% | 6.644%
QLD1 | Hydro | 54.44% | 54.49% | 55.85% | 53.53% | 54.61% | 55.37% | 55.05% | 54.58% | 54.5% | 54.64% | 54.13% | 53.5% | 52.99% | 53.53% | 38.38% | 36.08% | 30.68% | 27.06% | 25.36% | - | - | - | - | - | - | - | -
QLD1 | Hydrogen Turbine | bar: 2023-24 to 2049-50
QLD1 | Wind | 40.74% | 36.74% | 38.82% | 38.61% | 39.9% | 37.8% | 37.36% | 36.85% | 36.19% | 35.58% | 33.48% | 33.38% | 32.91% | 35.12% | 34.5% | 34.07% | 33.86% | 31.73% | 32.27% | 31.13% | 31.43% | 30.64% | 32.4% | 31.87% | 30.94% | 31.5% | 29.66%
QLD1 | Solar PV | 26.89% | 24.11% | 26.32% | 26.6% | 25.77% | 23.24% | 25.52% | 25.39% | 26.32% | 25.89% | 25.36% | 24.91% | 24.9% | 25.02% | 21.1% | 23.57% | 22.3% | 21.52% | 22.12% | 22.84% | 22.54% | 21.52% | 21.6% | 18.61% | 19.95% | 20.38% | 19.99%
QLD1 | Grid Battery | 6.122% | 6.096% | 6.218% | 6.297% | 6.299% | 21.34% | 21.39% | 22.7% | 22.43% | 23.14% | 22.23% | 22.01% | 22% | 22.78% | 19.4% | 20.47% | 21.57% | 22.03% | 22.02% | 23% | 21.93% | 21.49% | 21.86% | 18.37% | 19.4% | 18.36% | 18.29%
QLD1 | Pumped Hydro | 8.628% | 13.47% | 9.291% | 12.67% | 13.08% | 8.917% | 10.51% | 13.49% | 13.15% | 11.3% | 12.36% | 14.56% | 15.61% | 15.56% | 16.54% | 19.01% | 20% | 19.02% | 18.8% | 20% | 18.37% | 16.81% | 16.08% | 14.89% | 14.26% | 14.72% | 13.1%
QLD1 | VPP | 8.296% | 8.164% | 8.263% | 8.485% | 8.117% | 7.704% | 7.577% | 7.617% | 7.487% | 7.425% | 7.493% | 7.323% | 7.185% | 7.251% | 6.69% | 6.691% | 6.812% | 6.735% | 6.785% | 6.94% | 6.918% | 6.804% | 6.939% | 6.742% | 6.706% | 6.498% | 6.522%
Region | Technology | 2023-24 | 2024-25 | 2025-26 | 2026-27 | 2027-28 | 2028-29 | 2029-30 | 2030-31 | 2031-32 | 2032-33 | 2033-34 | 2034-35 | 2035-36 | 2036-37 | 2037-38 | 2038-39 | 2039-40 | 2040-41 | 2041-42 | 2042-43 | 2043-44 | 2044-45 | 2045-46 | 2046-47 | 2047-48 | 2048-49 | 2049-50
VIC1 | Black Coal | bar: 2023-24 to 2049-50
VIC1 | Brown Coal | 68.72% | 60.33% | 65.91% | 63.28% | 63.93% | 63.28% | 65.67% | 64.04% | 50.49% | - | - | - | - | - | - | - | - | - | - | - | - | - | - | - | - | - | -
VIC1 | CCGT | bar: 2023-24 to 2049-50
VIC1 | Gas - Steam | 0.386% | 0.4192% | 1.613% | 3.761% | 2.497% | 4.683% | 3.749% | 22.63% | 3.26% | 8.051% | 8.764% | 13.88% | 7.675% | 9.442% | 12.87% | 10.15% | - | - | - | - | - | - | - | - | - | - | -
VIC1 | OCGT / Diesel | 0.1382% | 0.09496% | 0.2359% | 0.8815% | 0.5078% | 0.7504% | 0.4731% | 2.491% | 0.3224% | 1.866% | 2.088% | 5.824% | 2.541% | 2.304% | 4.747% | 2.869% | 9.402% | 6.832% | 4.621% | 4.933% | 8.806% | 4.422% | 4.873% | 7.467% | 5.396% | 7.909% | 6.23%
VIC1 | Hydro | 13.86% | 16.82% | 17.37% | 16.47% | 13.77% | 20.65% | 17.22% | 14.89% | 14.91% | 13.6% | 16.62% | 17.17% | 16.34% | 13.67% | 20.57% | 17.22% | 14.89% | 14.89% | 13.6% | 16.6% | 17.18% | 16.28% | 13.66% | 20.52% | 20.57% | 20.54% | 20.51%
VIC1 | Hydrogen Turbine | bar: 2023-24 to 2049-50
VIC1 | Wind | 28.18% | 29.22% | 30.04% | 31.41% | 35.8% | 33.91% | 36.13% | 34.78% | 39.73% | 35.96% | 37.32% | 37.37% | 38.07% | 38.59% | 36.62% | 38.72% | 36.36% | 39.22% | 36.03% | 38.06% | 38.34% | 38.95% | 40.73% | 37.53% | 39.72% | 36.92% | 39.93%
VIC1 | Solar PV | 23.28% | 19.92% | 20.07% | 20.36% | 19.94% | 19.53% | 19.36% | 19.39% | 21.67% | 23.34% | 22.83% | 22.09% | 22.18% | 22.99% | 21.39% | 20.89% | 19.52% | 17% | 17.48% | 17.99% | 16.26% | 16.62% | 18.34% | 15.7% | 15.85% | 15.6% | 14.2%
VIC1 | Grid Battery | 4.862% | 4.529% | 5.314% | 5.229% | 5.027% | 4.831% | 4.769% | 7.435% | 7.324% | 10.73% | 10.47% | 9.593% | 10.35% | 9.745% | 9.05% | 8.776% | 8.67% | 7.664% | 13.92% | 14.06% | 12.78% | 13.81% | 13.82% | 12.34% | 12.41% | 12.74% | 10.87%
VIC1 | Pumped Hydro | bar: 2023-24 to 2049-50
VIC1 | VPP | 8.348% | 7.833% | 9.405% | 8.926% | 8.595% | 8.055% | 7.829% | 7.335% | 7.037% | 6.938% | 6.89% | 6.393% | 6.706% | 6.587% | 6.049% | 5.742% | 5.668% | 4.977% | 5.327% | 5.243% | 4.931% | 5.297% | 5.543% | 5.021% | 5.149% | 5.205% | 4.632%
Region | Technology | 2023-24 | 2024-25 | 2025-26 | 2026-27 | 2027-28 | 2028-29 | 2029-30 | 2030-31 | 2031-32 | 2032-33 | 2033-34 | 2034-35 | 2035-36 | 2036-37 | 2037-38 | 2038-39 | 2039-40 | 2040-41 | 2041-42 | 2042-43 | 2043-44 | 2044-45 | 2045-46 | 2046-47 | 2047-48 | 2048-49 | 2049-50
SA1 | Black Coal | bar: 2023-24 to 2049-50
SA1 | Brown Coal | bar: 2023-24 to 2049-50
SA1 | CCGT | 17.25% | 16.1% | 25.07% | 16.96% | 14.7% | 20% | 19.72% | 29.28% | 16.66% | 20.06% | 25.71% | 32.54% | 18.89% | 21.74% | - | - | - | - | - | - | - | - | - | - | - | - | -
SA1 | Gas - Steam | 1.362% | 1.278% | 3.863% | - | - | - | - | - | - | - | - | - | - | - | - | - | - | - | - | - | - | - | - | - | - | - | -
SA1 | OCGT / Diesel | 1.298% | 1.178% | 2.398% | 1.74% | 1.348% | 1.86% | 1.803% | 5.65% | 2.468% | 4.742% | 7.261% | 11.92% | 6.328% | 6.957% | 10.13% | 9.409% | 14.8% | 11.39% | 6.944% | 8.367% | 10.97% | 4.844% | 4.588% | 5.351% | 3.52% | 4.654% | 4.206%
SA1 | Hydro | bar: 2023-24 to 2049-50
SA1 | Hydrogen Turbine | bar: 2023-24 to 2049-50
SA1 | Wind | 32.8% | 32.4% | 31.41% | 34.8% | 34.64% | 33.29% | 33.35% | 32.04% | 34.39% | 32.28% | 33.3% | 30.3% | 34.65% | 35.24% | 32.59% | 33.77% | 32.51% | 34.72% | 31.44% | 32.79% | 30.15% | 32.81% | 33.14% | 31.42% | 31.88% | 29.8% | 30.62%
SA1 | Solar PV | 25.47% | 21.95% | 22.48% | 21.76% | 21.93% | 21.73% | 21% | 19.99% | 19.71% | 21.93% | 21.06% | 21.62% | 21.65% | 23.54% | 19.02% | 19.15% | 18.66% | 18.2% | 18.61% | 17.55% | 17.35% | 16.84% | 18.74% | 15.66% | 15.43% | 15.34% | 14.69%
SA1 | Grid Battery | 4.393% | 4.466% | 4.324% | 4.259% | 4.263% | 4.209% | 4.115% | 4.228% | 4.177% | 14.65% | 14.11% | 13.42% | 14.66% | 15.15% | 14.63% | 14.54% | 14.45% | 13.46% | 17.24% | 15.43% | 17.97% | 16.67% | 18.77% | 15.07% | 13.94% | 14.1% | 12.11%
SA1 | Pumped Hydro | bar: 2023-24 to 2049-50
SA1 | VPP | 9.093% | 9.063% | 8.671% | 8.171% | 7.986% | 7.77% | 7.585% | 7.38% | 7.3% | 7.266% | 7.33% | 6.868% | 6.844% | 7.013% | 6.709% | 6.546% | 6.456% | 5.984% | 6.464% | 6.381% | 6.432% | 6.313% | 6.766% | 6.271% | 5.861% | 5.943% | 5.587%
Region | Technology | 2023-24 | 2024-25 | 2025-26 | 2026-27 | 2027-28 | 2028-29 | 2029-30 | 2030-31 | 2031-32 | 2032-33 | 2033-34 | 2034-35 | 2035-36 | 2036-37 | 2037-38 | 2038-39 | 2039-40 | 2040-41 | 2041-42 | 2042-43 | 2043-44 | 2044-45 | 2045-46 | 2046-47 | 2047-48 | 2048-49 | 2049-50
TAS1 | Black Coal | bar: 2023-24 to 2049-50
TAS1 | Brown Coal | bar: 2023-24 to 2049-50
TAS1 | CCGT | bar: 2023-24 to 2049-50
TAS1 | Gas - Steam | bar: 2023-24 to 2049-50
TAS1 | OCGT / Diesel | 3.483e-06% | 7.152e-06% | 7.597e-06% | 0.01098% | 8.349e-06% | 8.867e-06% | 0.09688% | 0.2549% | 0.1258% | 0.6114% | 0.3359% | 1.458% | 0.8026% | 0.5849% | 0.7365% | 0.6762% | 2.23% | 1.359% | 1.187% | 1.168% | 1.581% | 0.8973% | 0.5332% | 0.2975% | 0.7586% | 1.491% | 1.198%
TAS1 | Hydro | 53.84% | 39.46% | 40.05% | 37.47% | 32.5% | 35.08% | 46.07% | 46.15% | 43.57% | 42.82% | 47.22% | 46.07% | 40.35% | 38.57% | 41.67% | 39.29% | 35.63% | 32.07% | 31.91% | 35.27% | 38.03% | 33.28% | 34.44% | 38.8% | 35.49% | 35.67% | 31.06%
TAS1 | Hydrogen Turbine | bar: 2023-24 to 2049-50
TAS1 | Wind | 37.86% | 44.82% | 47.85% | 48.46% | 50.61% | 47.17% | 47.4% | 46.49% | 49.2% | 48.78% | 46.9% | 48.24% | 48.5% | 50.01% | 47.67% | 46.16% | 43.94% | 45.76% | 44.88% | 43.8% | 45.65% | 47.53% | 49.72% | 47.68% | 46.6% | 45.4% | 48.25%
TAS1 | Solar PV | - | - | - | - | - | - | - | - | - | - | - | - | - | - | - | - | - | 15.65% | 16.27% | 18.79% | 17.64% | 18.37% | 18.56% | 15.47% | 17.57% | 17.75% | 16.06%
TAS1 | Grid Battery | bar: 2023-24 to 2049-50
TAS1 | Pumped Hydro | - | - | - | - | - | - | - | 18.47% | 24.82% | 20.65% | 20.43% | 19.49% | 20.29% | 19.89% | 20.2% | 19.04% | 20.6% | 18.03% | 17.26% | 18.99% | 16.86% | 17.56% | 18.43% | 18.17% | 16.8% | 16.75% | 15.56%
TAS1 | VPP | 0.772% | 3.573% | 3.049% | 3.752% | 4.284% | 4.517% | 5.364% | 5.442% | 6.358% | 5.723% | 5.689% | 4.927% | 4.98% | 4.732% | 4.646% | 4.196% | 4.53% | 3.822% | 3.929% | 3.986% | 3.728% | 4.006% | 4.048% | 3.799% | 3.658% | 3.818% | 3.481%
Explicitly modelled pumping
Region | Technology | 2023-24 | 2024-25 | 2025-26 | 2026-27 | 2027-28 | 2028-29 | 2029-30 | 2030-31 | 2031-32 | 2032-33 | 2033-34 | 2034-35 | 2035-36 | 2036-37 | 2037-38 | 2038-39 | 2039-40 | 2040-41 | 2041-42 | 2042-43 | 2043-44 | 2044-45 | 2045-46 | 2046-47 | 2047-48 | 2048-49 | 2049-50
NEM | Grid Battery pump | 5.925% | 5.898% | 9.114% | 13.85% | 18.84% | 21.11% | 21.47% | 23.44% | 22.79% | 25.31% | 24.26% | 23.3% | 23.98% | 24.33% | 21.88% | 22.27% | 23.49% | 23.03% | 24.36% | 24.58% | 23.43% | 23.25% | 24.06% | 20.18% | 20.49% | 20.22% | 19.46%
NEM | Pumped Hydro Pump | 11.2% | 19.48% | 18.35% | 26.94% | 16.01% | 17.02% | 20.35% | 25.93% | 27.64% | 24.88% | 28.02% | 26.38% | 28.35% | 30.09% | 26.79% | 27.55% | 26.78% | 23.7% | 23.93% | 25.93% | 22.2% | 21.38% | 22.01% | 22.02% | 20.08% | 19.84% | 16.78%
NEM | VPP pump | 9.29% | 9.515% | 10.2% | 10.01% | 9.703% | 9.104% | 8.901% | 8.757% | 8.594% | 8.518% | 8.524% | 8.123% | 8.222% | 8.171% | 7.646% | 7.483% | 7.505% | 7.116% | 7.376% | 7.368% | 7.162% | 7.329% | 7.53% | 7.041% | 7.045% | 7.02% | 6.78%
Region | Technology | 2023-24 | 2024-25 | 2025-26 | 2026-27 | 2027-28 | 2028-29 | 2029-30 | 2030-31 | 2031-32 | 2032-33 | 2033-34 | 2034-35 | 2035-36 | 2036-37 | 2037-38 | 2038-39 | 2039-40 | 2040-41 | 2041-42 | 2042-43 | 2043-44 | 2044-45 | 2045-46 | 2046-47 | 2047-48 | 2048-49 | 2049-50
NSW1 | Grid Battery pump | 5.577% | 6.809% | 14.76% | 28.68% | 29.36% | 26.54% | 27.04% | 29.17% | 27.81% | 28.78% | 26.92% | 25.09% | 27.18% | 27.08% | 24.86% | 24.83% | 24.84% | 24.01% | 26.58% | 24.86% | 22.35% | 23.79% | 24.35% | 20.57% | 20.54% | 21.21% | 21.04%
NSW1 | Pumped Hydro Pump | 9.076% | 17.38% | 20.34% | 30.79% | 15.02% | 17.87% | 21.39% | 27.27% | 29.33% | 26.39% | 30.45% | 28.13% | 30.51% | 33.18% | 30.04% | 29.47% | 26.33% | 21.25% | 22.74% | 24.81% | 19.76% | 19.52% | 21.28% | 24.15% | 20.54% | 19.03% | 15.15%
NSW1 | VPP pump | 7.979% | 9.235% | 10.34% | 10.21% | 9.88% | 9.092% | 8.777% | 8.886% | 8.686% | 8.719% | 8.664% | 8.269% | 8.481% | 8.312% | 7.88% | 7.751% | 7.807% | 7.474% | 7.793% | 7.662% | 7.377% | 7.7% | 7.756% | 7.192% | 7.252% | 7.33% | 7.229%
Region | Technology | 2023-24 | 2024-25 | 2025-26 | 2026-27 | 2027-28 | 2028-29 | 2029-30 | 2030-31 | 2031-32 | 2032-33 | 2033-34 | 2034-35 | 2035-36 | 2036-37 | 2037-38 | 2038-39 | 2039-40 | 2040-41 | 2041-42 | 2042-43 | 2043-44 | 2044-45 | 2045-46 | 2046-47 | 2047-48 | 2048-49 | 2049-50
QLD1 | Grid Battery pump | 7.268% | 7.257% | 7.423% | 7.476% | 7.499% | 25.7% | 25.76% | 27.34% | 27.1% | 27.83% | 26.8% | 26.56% | 26.46% | 27.41% | 23.46% | 24.62% | 25.95% | 26.62% | 26.52% | 27.72% | 26.4% | 25.9% | 26.32% | 22.17% | 23.32% | 22.14% | 22.02%
QLD1 | Pumped Hydro Pump | 15% | 23.22% | 14.71% | 19.93% | 20.65% | 13.58% | 16.09% | 20.66% | 20.22% | 17.2% | 18.86% | 21.39% | 22.84% | 22.94% | 22.89% | 25.86% | 27.17% | 26.17% | 25.48% | 27.27% | 24.75% | 22.88% | 22.16% | 19.94% | 19.24% | 20.14% | 17.43%
QLD1 | VPP pump | 9.733% | 9.605% | 9.748% | 9.965% | 9.549% | 9.064% | 8.914% | 8.962% | 8.832% | 8.715% | 8.821% | 8.628% | 8.449% | 8.522% | 7.895% | 7.862% | 8.003% | 7.942% | 7.977% | 8.165% | 8.138% | 8.006% | 8.16% | 7.939% | 7.877% | 7.653% | 7.664%
Region | Technology | 2023-24 | 2024-25 | 2025-26 | 2026-27 | 2027-28 | 2028-29 | 2029-30 | 2030-31 | 2031-32 | 2032-33 | 2033-34 | 2034-35 | 2035-36 | 2036-37 | 2037-38 | 2038-39 | 2039-40 | 2040-41 | 2041-42 | 2042-43 | 2043-44 | 2044-45 | 2045-46 | 2046-47 | 2047-48 | 2048-49 | 2049-50
VIC1 | Grid Battery pump | 5.775% | 5.409% | 6.325% | 6.208% | 6.002% | 5.733% | 5.694% | 8.888% | 8.797% | 12.89% | 12.56% | 11.56% | 12.4% | 11.71% | 10.88% | 10.59% | 10.37% | 9.251% | 16.75% | 17.03% | 15.4% | 16.57% | 16.74% | 14.77% | 15.04% | 15.27% | 13.1%
VIC1 | Pumped Hydro Pump | bar: 2023-24 to 2049-50
VIC1 | VPP pump | 9.795% | 9.242% | 11.07% | 10.49% | 10.14% | 9.456% | 9.232% | 8.611% | 8.302% | 8.155% | 8.1% | 7.539% | 7.87% | 7.75% | 7.116% | 6.779% | 6.646% | 5.878% | 6.245% | 6.19% | 5.801% | 6.212% | 6.545% | 5.885% | 6.081% | 6.101% | 5.449%
Region | Technology | 2023-24 | 2024-25 | 2025-26 | 2026-27 | 2027-28 | 2028-29 | 2029-30 | 2030-31 | 2031-32 | 2032-33 | 2033-34 | 2034-35 | 2035-36 | 2036-37 | 2037-38 | 2038-39 | 2039-40 | 2040-41 | 2041-42 | 2042-43 | 2043-44 | 2044-45 | 2045-46 | 2046-47 | 2047-48 | 2048-49 | 2049-50
SA1 | Grid Battery pump | 5.785% | 5.903% | 5.702% | 5.624% | 5.645% | 5.542% | 5.448% | 5.611% | 5.558% | 18.58% | 17.85% | 17% | 18.36% | 18.97% | 18.32% | 18.28% | 18.03% | 16.82% | 21.13% | 19.02% | 21.98% | 20.39% | 23.06% | 18.35% | 17.14% | 17.16% | 14.82%
SA1 | Pumped Hydro Pump | bar: 2023-24 to 2049-50
SA1 | VPP pump | 10.67% | 10.68% | 10.19% | 9.613% | 9.42% | 9.121% | 8.947% | 8.663% | 8.589% | 8.564% | 8.616% | 8.076% | 8.052% | 8.251% | 7.893% | 7.724% | 7.574% | 7.063% | 7.583% | 7.526% | 7.557% | 7.419% | 7.983% | 7.356% | 6.918% | 6.969% | 6.573%
Region | Technology | 2023-24 | 2024-25 | 2025-26 | 2026-27 | 2027-28 | 2028-29 | 2029-30 | 2030-31 | 2031-32 | 2032-33 | 2033-34 | 2034-35 | 2035-36 | 2036-37 | 2037-38 | 2038-39 | 2039-40 | 2040-41 | 2041-42 | 2042-43 | 2043-44 | 2044-45 | 2045-46 | 2046-47 | 2047-48 | 2048-49 | 2049-50
TAS1 | Grid Battery pump | bar: 2023-24 to 2049-50
TAS1 | Pumped Hydro Pump | - | - | - | - | - | - | - | 24.3% | 32.95% | 27.12% | 27.03% | 25.65% | 26.57% | 26.47% | 26.31% | 25.11% | 27.05% | 23.92% | 22.52% | 25.14% | 22.08% | 23.06% | 24.55% | 23.6% | 22.41% | 21.74% | 20.47%
TAS1 | VPP pump | 0.8815% | 4.211% | 3.584% | 4.413% | 5.065% | 5.295% | 6.335% | 6.383% | 7.479% | 6.735% | 6.69% | 5.82% | 5.838% | 5.591% | 5.445% | 4.937% | 5.328% | 4.5% | 4.621% | 4.689% | 4.385% | 4.712% | 4.785% | 4.447% | 4.327% | 4.469% | 4.095%
Non-controllable capacity
Region | Technology | 2023-24 | 2024-25 | 2025-26 | 2026-27 | 2027-28 | 2028-29 | 2029-30 | 2030-31 | 2031-32 | 2032-33 | 2033-34 | 2034-35 | 2035-36 | 2036-37 | 2037-38 | 2038-39 | 2039-40 | 2040-41 | 2041-42 | 2042-43 | 2043-44 | 2044-45 | 2045-46 | 2046-47 | 2047-48 | 2048-49 | 2049-50
NEM | Distributed PV | 14.23% | 13.97% | 13.66% | 14.76% | 14.89% | 13.44% | 14.16% | 14.79% | 15.16% | 15.21% | 14.84% | 14.44% | 15.53% | 15.58% | 13.97% | 14.7% | 15.35% | 15.67% | 15.69% | 15.31% | 14.87% | 15.93% | 15.94% | 14.29% | 15.04% | 15.67% | 15.97%
NEM | Behind the meter battery | 4.897% | 4.862% | 4.791% | 4.705% | 4.639% | 4.529% | 4.488% | 4.437% | 4.376% | 4.329% | 4.385% | 4.417% | 4.433% | 4.398% | 4.361% | 4.299% | 4.266% | 4.207% | 4.151% | 4.111% | 4.152% | 4.184% | 4.217% | 4.239% | 4.261% | 4.237% | 4.213%
NEM | Behind the meter battery pump | 5.764% | 5.722% | 5.638% | 5.537% | 5.461% | 5.329% | 5.283% | 5.222% | 5.15% | 5.095% | 5.16% | 5.199% | 5.218% | 5.177% | 5.133% | 5.06% | 5.021% | 4.95% | 4.886% | 4.838% | 4.886% | 4.925% | 4.963% | 4.99% | 5.016% | 4.988% | 4.958%
Region | Technology | 2023-24 | 2024-25 | 2025-26 | 2026-27 | 2027-28 | 2028-29 | 2029-30 | 2030-31 | 2031-32 | 2032-33 | 2033-34 | 2034-35 | 2035-36 | 2036-37 | 2037-38 | 2038-39 | 2039-40 | 2040-41 | 2041-42 | 2042-43 | 2043-44 | 2044-45 | 2045-46 | 2046-47 | 2047-48 | 2048-49 | 2049-50
NSW1 | Distributed PV | 13.95% | 13.97% | 13.61% | 15.11% | 14.98% | 13.37% | 13.79% | 14.67% | 15.35% | 14.94% | 14.77% | 14.29% | 15.76% | 15.56% | 13.87% | 14.28% | 15.19% | 15.83% | 15.4% | 15.21% | 14.69% | 16.12% | 15.89% | 14.16% | 14.59% | 15.47% | 16.09%
NSW1 | Behind the meter battery | 4.884% | 4.831% | 4.757% | 4.683% | 4.62% | 4.52% | 4.491% | 4.444% | 4.405% | 4.375% | 4.441% | 4.454% | 4.456% | 4.412% | 4.358% | 4.289% | 4.257% | 4.188% | 4.148% | 4.121% | 4.175% | 4.211% | 4.237% | 4.254% | 4.256% | 4.24% | 4.206%
NSW1 | Behind the meter battery pump | 5.747% | 5.687% | 5.598% | 5.511% | 5.44% | 5.32% | 5.287% | 5.232% | 5.182% | 5.148% | 5.225% | 5.24% | 5.245% | 5.193% | 5.129% | 5.046% | 5.012% | 4.928% | 4.883% | 4.849% | 4.911% | 4.959% | 4.986% | 5.008% | 5.011% | 4.991% | 4.951%
Region | Technology | 2023-24 | 2024-25 | 2025-26 | 2026-27 | 2027-28 | 2028-29 | 2029-30 | 2030-31 | 2031-32 | 2032-33 | 2033-34 | 2034-35 | 2035-36 | 2036-37 | 2037-38 | 2038-39 | 2039-40 | 2040-41 | 2041-42 | 2042-43 | 2043-44 | 2044-45 | 2045-46 | 2046-47 | 2047-48 | 2048-49 | 2049-50
QLD1 | Distributed PV | 15.03% | 14.46% | 14.67% | 15.73% | 15.87% | 13.4% | 14.58% | 15.12% | 16% | 15.82% | 15.21% | 15.39% | 16.39% | 16.42% | 13.85% | 15.06% | 15.64% | 16.42% | 16.23% | 15.62% | 15.79% | 16.72% | 16.74% | 14.11% | 15.37% | 15.91% | 16.71%
QLD1 | Behind the meter battery | 4.94% | 4.904% | 4.833% | 4.738% | 4.663% | 4.563% | 4.529% | 4.478% | 4.408% | 4.348% | 4.393% | 4.421% | 4.437% | 4.396% | 4.354% | 4.3% | 4.282% | 4.232% | 4.163% | 4.125% | 4.169% | 4.194% | 4.229% | 4.244% | 4.261% | 4.245% | 4.236%
QLD1 | Behind the meter battery pump | 5.815% | 5.773% | 5.687% | 5.578% | 5.487% | 5.368% | 5.33% | 5.269% | 5.189% | 5.118% | 5.17% | 5.205% | 5.223% | 5.176% | 5.124% | 5.063% | 5.038% | 4.98% | 4.9% | 4.855% | 4.906% | 4.935% | 4.976% | 4.996% | 5.017% | 4.999% | 4.984%
Region | Technology | 2023-24 | 2024-25 | 2025-26 | 2026-27 | 2027-28 | 2028-29 | 2029-30 | 2030-31 | 2031-32 | 2032-33 | 2033-34 | 2034-35 | 2035-36 | 2036-37 | 2037-38 | 2038-39 | 2039-40 | 2040-41 | 2041-42 | 2042-43 | 2043-44 | 2044-45 | 2045-46 | 2046-47 | 2047-48 | 2048-49 | 2049-50
VIC1 | Distributed PV | 13.3% | 13.06% | 12.42% | 13.32% | 13.59% | 13.11% | 13.75% | 14.34% | 13.9% | 14.65% | 14.31% | 13.53% | 14.42% | 14.65% | 13.83% | 14.47% | 15.09% | 14.55% | 15.26% | 14.92% | 14.07% | 14.95% | 15.11% | 14.28% | 14.94% | 15.54% | 14.95%
VIC1 | Behind the meter battery | 4.922% | 4.924% | 4.853% | 4.759% | 4.698% | 4.556% | 4.474% | 4.403% | 4.302% | 4.208% | 4.268% | 4.344% | 4.395% | 4.391% | 4.402% | 4.332% | 4.283% | 4.218% | 4.147% | 4.064% | 4.079% | 4.124% | 4.164% | 4.22% | 4.277% | 4.242% | 4.209%
VIC1 | Behind the meter battery pump | 5.794% | 5.795% | 5.709% | 5.602% | 5.531% | 5.362% | 5.266% | 5.18% | 5.063% | 4.951% | 5.023% | 5.115% | 5.172% | 5.166% | 5.183% | 5.097% | 5.041% | 4.963% | 4.88% | 4.783% | 4.802% | 4.853% | 4.9% | 4.969% | 5.033% | 4.993% | 4.954%
Region | Technology | 2023-24 | 2024-25 | 2025-26 | 2026-27 | 2027-28 | 2028-29 | 2029-30 | 2030-31 | 2031-32 | 2032-33 | 2033-34 | 2034-35 | 2035-36 | 2036-37 | 2037-38 | 2038-39 | 2039-40 | 2040-41 | 2041-42 | 2042-43 | 2043-44 | 2044-45 | 2045-46 | 2046-47 | 2047-48 | 2048-49 | 2049-50
SA1 | Distributed PV | 15.11% | 14.83% | 14.15% | 14.8% | 15.36% | 14.69% | 15.37% | 15.62% | 15.63% | 16.06% | 15.54% | 14.77% | 15.4% | 15.93% | 15.16% | 15.87% | 16.14% | 16.14% | 16.55% | 16% | 15.2% | 15.81% | 16.3% | 15.49% | 16.24% | 16.49% | 16.45%
SA1 | Behind the meter battery | 4.815% | 4.725% | 4.641% | 4.542% | 4.474% | 4.387% | 4.404% | 4.389% | 4.377% | 4.405% | 4.448% | 4.451% | 4.434% | 4.377% | 4.295% | 4.252% | 4.207% | 4.164% | 4.135% | 4.149% | 4.202% | 4.208% | 4.244% | 4.225% | 4.248% | 4.192% | 4.182%
SA1 | Behind the meter battery pump | 5.667% | 5.562% | 5.46% | 5.346% | 5.265% | 5.161% | 5.184% | 5.165% | 5.152% | 5.183% | 5.234% | 5.238% | 5.218% | 5.153% | 5.054% | 5.004% | 4.953% | 4.903% | 4.87% | 4.885% | 4.947% | 4.956% | 4.995% | 4.971% | 4.998% | 4.935% | 4.924%
Region | Technology | 2023-24 | 2024-25 | 2025-26 | 2026-27 | 2027-28 | 2028-29 | 2029-30 | 2030-31 | 2031-32 | 2032-33 | 2033-34 | 2034-35 | 2035-36 | 2036-37 | 2037-38 | 2038-39 | 2039-40 | 2040-41 | 2041-42 | 2042-43 | 2043-44 | 2044-45 | 2045-46 | 2046-47 | 2047-48 | 2048-49 | 2049-50
TAS1 | Distributed PV | 12.03% | 12.09% | 11.56% | 12.4% | 12.42% | 12.16% | 12.24% | 12.52% | 12.4% | 12.76% | 12.71% | 12.11% | 12.89% | 12.83% | 12.48% | 12.53% | 12.81% | 12.66% | 12.97% | 12.94% | 12.31% | 13.07% | 12.97% | 12.63% | 12.69% | 12.99% | 12.77%
TAS1 | Behind the meter battery | 4.891% | 4.832% | 4.753% | 4.664% | 4.597% | 4.506% | 4.479% | 4.427% | 4.378% | 4.382% | 4.417% | 4.439% | 4.429% | 4.4% | 4.347% | 4.292% | 4.268% | 4.207% | 4.152% | 4.139% | 4.176% | 4.183% | 4.231% | 4.218% | 4.232% | 4.231% | 4.186%
TAS1 | Behind the meter battery pump | 5.757% | 5.685% | 5.596% | 5.489% | 5.412% | 5.302% | 5.27% | 5.211% | 5.154% | 5.156% | 5.198% | 5.224% | 5.215% | 5.178% | 5.116% | 5.054% | 5.023% | 4.952% | 4.886% | 4.87% | 4.914% | 4.925% | 4.979% | 4.967% | 4.983% | 4.979% | 4.926%

## Option 3A_Generation
Annual sent-out generation by technology (GWh) - Option 3A, Step Change Scenario
Explicitly modelled generation
Region | Technology | 2023-24 | 2024-25 | 2025-26 | 2026-27 | 2027-28 | 2028-29 | 2029-30 | 2030-31 | 2031-32 | 2032-33 | 2033-34 | 2034-35 | 2035-36 | 2036-37 | 2037-38 | 2038-39 | 2039-40 | 2040-41 | 2041-42 | 2042-43 | 2043-44 | 2044-45 | 2045-46 | 2046-47 | 2047-48 | 2048-49 | 2049-50
NEM | Black Coal | 85015.1149 | 74436.0256 | 72742.7652 | 67552.549 | 53678.9111 | 44748.6986 | 40554.7623 | 31173.1667 | 29809.9681 | 26636.9626 | 17128.196 | 16987.2592 | 14727.2552 | 14260.9173 | 15022.795 | 14119.8728 | 4201.257 | 1675.0013 | 1649.2953 | 0 | 0 | 0 | 0 | 0 | 0 | 0 | 0
NEM | Brown Coal | 29015.6942 | 25472.5847 | 23786.6019 | 18680.6063 | 18873.0021 | 15576.6006 | 9894.1111 | 6507.175 | 5130.97 | 0 | 0 | 0 | 0 | 0 | 0 | 0 | 0 | 0 | 0 | 0 | 0 | 0 | 0 | 0 | 0 | 0 | 0
NEM | CCGT | 2106.8233 | 1607.5593 | 3154.9167 | 4008.1763 | 4105.977 | 4677.8697 | 5452.1824 | 6600.316 | 5659.5869 | 5569.7028 | 7813.8252 | 8759.0371 | 6462.521 | 5728.1945 | 4551.0838 | 4944.6066 | 4610.3306 | 4004.4794 | 3506.4015 | 3937.6112 | 3111.56 | 2621.5905 | 1375.516 | 985.2995 | 977.8038 | 965.743 | 984.0208
NEM | Gas - Steam | 112.3442 | 107.9384 | 341.3345 | 164.7266 | 109.3621 | 205.0978 | 164.221 | 991.055 | 142.7703 | 352.6175 | 383.8685 | 608.1563 | 336.1698 | 413.5638 | 563.5498 | 444.5554 | 0 | 0 | 0 | 0 | 0 | 0 | 0 | 0 | 0 | 0 | 0
NEM | OCGT / Diesel | 200.0453 | 171.8428 | 384.698 | 421.7806 | 309.1243 | 392.8271 | 323.0075 | 1607.0878 | 699.5165 | 1153.1599 | 2405.0022 | 4131.5868 | 2402.2389 | 3071.3818 | 3430.0853 | 2560.8715 | 7109.385 | 6475.1348 | 3384.0296 | 4451.7572 | 8392.9515 | 5256.4222 | 6779.2428 | 9453.727 | 6216.4498 | 9018.0244 | 8144.5431
NEM | Hydro | 17547.3862 | 15735.6767 | 16128.5639 | 15358.4897 | 13231.3199 | 16245.8531 | 17485.3356 | 17105.3492 | 16329.8673 | 15571.3447 | 17797.7845 | 17741.0997 | 16033.8183 | 14758.6082 | 17403.7273 | 15531.1163 | 13858.4669 | 12982.9185 | 12447.7116 | 14064.7681 | 14870.2372 | 13399.3187 | 12724.7664 | 16375.803 | 15475.0925 | 15567.2729 | 14382.0434
NEM | Hydrogen Turbine | 0 | 0 | 0 | 0 | 0 | 0 | 0 | 0 | 0 | 0 | 0 | 0 | 0 | 0 | 0 | 0 | 0 | 0 | 0 | 0 | 0 | 0 | 0 | 0 | 0 | 0 | 0
NEM | Wind | 28829.943 | 46963.5581 | 48038.1856 | 56827.6236 | 74853.926 | 89774.3068 | 93847.0092 | 99902.3557 | 109001.3341 | 114094.0787 | 120025.9689 | 120801.6527 | 129788.7257 | 136699.0616 | 145971.3867 | 146739.6616 | 145134.4049 | 148623.0026 | 147121.0689 | 153437.4458 | 155226.262 | 157119.1487 | 160688.6823 | 181039.6446 | 186222.9941 | 190889.9914 | 192650.1588
NEM | Solar PV | 20910.8584 | 19294.3519 | 22129.8143 | 23284.4362 | 23080.9832 | 22132.1808 | 25552.8478 | 31169.8717 | 32295.6582 | 39070.3848 | 42835.8118 | 44364.7476 | 45524.3831 | 45661.9902 | 47047.452 | 51468.425 | 69659.1408 | 74695.3549 | 86542.9421 | 104191.6525 | 107495.5999 | 107046.0517 | 110476.8524 | 103035.3116 | 105419.8607 | 112917.4464 | 115658.9841
NEM | Grid Battery | 418.6575 | 414.9841 | 920.7778 | 1396.6924 | 2754.8341 | 4993.4676 | 5184.8082 | 6154.0234 | 6011.8129 | 11079.6277 | 10769.6423 | 10290.6249 | 11246.6648 | 11313.6626 | 10152.3164 | 10356.9741 | 15342.7366 | 15373.1234 | 23747.3638 | 29629.0023 | 29216.7863 | 31151.1583 | 31417.8995 | 26424.8365 | 25828.4894 | 27018.7495 | 25854.7987
NEM | Pumped Hydro | 541.3428 | 892.8156 | 1750.7466 | 2611.5877 | 3115.0022 | 4166.2731 | 4671.9932 | 6425.0599 | 6518.3463 | 6912.0473 | 7631.8275 | 8015.7486 | 8675.7788 | 9035.7239 | 11289.5758 | 11469.8521 | 12424.651 | 10773.0035 | 11137.708 | 11729.8204 | 10602.3984 | 9884.5199 | 9923.7882 | 11350.8257 | 10213.6991 | 10224.9506 | 8845.6589
NEM | VPP | 221.1111 | 440.9227 | 785.9259 | 1148.1723 | 1546.2531 | 1905.1927 | 2528.8767 | 3050.4314 | 3523.3542 | 4127.5153 | 4886.2962 | 5443.7321 | 6336.4605 | 7128.9411 | 7418.1909 | 7996.0845 | 8580.9734 | 8565.7009 | 9345.9306 | 9726.4965 | 9875.8019 | 10543.7376 | 11240.6941 | 10981.6612 | 11372.3862 | 11814.3833 | 11816.8455
Total excluding storage |  | 184919.3209 | 185538.2599 | 190164.3304 | 191454.8408 | 195658.695 | 204818.368 | 205659.155 | 210685.8916 | 215123.1846 | 224567.4412 | 231678.2232 | 237143.6451 | 241534.016 | 248072.0449 | 262850.163 | 265632.0199 | 280921.3461 | 283167.7192 | 298882.4513 | 331168.5541 | 338791.5971 | 337021.9476 | 344627.4417 | 359647.1091 | 361726.7757 | 378416.5616 | 378337.0533
Region | Technology | 2023-24 | 2024-25 | 2025-26 | 2026-27 | 2027-28 | 2028-29 | 2029-30 | 2030-31 | 2031-32 | 2032-33 | 2033-34 | 2034-35 | 2035-36 | 2036-37 | 2037-38 | 2038-39 | 2039-40 | 2040-41 | 2041-42 | 2042-43 | 2043-44 | 2044-45 | 2045-46 | 2046-47 | 2047-48 | 2048-49 | 2049-50
NSW1 | Black Coal | 42248.8877 | 35208.8487 | 32391.4737 | 30672.1973 | 21188.2833 | 19257.1688 | 16130.5016 | 14033.0379 | 13568.7625 | 13857.6519 | 7648.1657 | 7750.4675 | 6737.6494 | 5917.6919 | 6591.274 | 6485.9983 | 0 | 0 | 0 | 0 | 0 | 0 | 0 | 0 | 0 | 0 | 0
NSW1 | Brown Coal | 0 | 0 | 0 | 0 | 0 | 0 | 0 | 0 | 0 | 0 | 0 | 0 | 0 | 0 | 0 | 0 | 0 | 0 | 0 | 0 | 0 | 0 | 0 | 0 | 0 | 0 | 0
NSW1 | CCGT | 13.6599 | 6.2055 | 306.7121 | 679.3114 | 770.0968 | 643.8728 | 1072.1599 | 1120.4281 | 991.06 | 920.7489 | 1443.7006 | 1687.464 | 1067.1394 | 1073.0463 | 1152.5867 | 1340.399 | 1390.4998 | 1123.5365 | 1016.1525 | 1105.2379 | 0 | 0 | 0 | 0 | 0 | 0 | 0
NSW1 | Gas - Steam | 0 | 0 | 0 | 0 | 0 | 0 | 0 | 0 | 0 | 0 | 0 | 0 | 0 | 0 | 0 | 0 | 0 | 0 | 0 | 0 | 0 | 0 | 0 | 0 | 0 | 0 | 0
NSW1 | OCGT / Diesel | 8.5532 | 5.2781 | 35.8706 | 33.8947 | 27.4973 | 5.7177 | 0.039694 | 152.3794 | 23.7086 | 110.7155 | 259.7944 | 939.5959 | 365.7151 | 658.5219 | 583.3491 | 439.0222 | 2244.6153 | 2484.68 | 1148.2458 | 1363.6775 | 2825.8457 | 1583.1789 | 2256.209 | 2331.3826 | 2255.2059 | 2010.8192 | 2289.1937
NSW1 | Hydro | 2040.5306 | 2854.193 | 2988.9959 | 3003.8316 | 2509.058 | 3571.1172 | 3040.6755 | 3109.6037 | 2908.2596 | 2575.3452 | 3226.067 | 3326.7127 | 3068.0394 | 2714.5943 | 3790.5744 | 3126.623 | 2765.8825 | 2705.2104 | 2472.1574 | 2890.5823 | 2964.8682 | 2735.0904 | 2320.403 | 3634.8339 | 3464.3922 | 3521.3284 | 3371.463
NSW1 | Hydrogen Turbine | 0 | 0 | 0 | 0 | 0 | 0 | 0 | 0 | 0 | 0 | 0 | 0 | 0 | 0 | 0 | 0 | 0 | 0 | 0 | 0 | 0 | 0 | 0 | 0 | 0 | 0 | 0
NSW1 | Wind | 5987.668 | 13846.9536 | 14050.4732 | 17345.5267 | 27706.4589 | 30534.2948 | 29561.1754 | 29556.474 | 29381.1896 | 32766.7891 | 33615.1601 | 33625.5507 | 39287.3357 | 40144.624 | 43439.9457 | 40923.2999 | 40143.4167 | 37532.5287 | 39698.1725 | 41052.6472 | 42346.1711 | 44025.7173 | 45017.551 | 49976.2098 | 49577.0348 | 49702.2613 | 46250.8762
NSW1 | Solar PV | 8823.8353 | 8284.5529 | 10341.5324 | 11413.2661 | 11516.8926 | 11288.2367 | 13927.3139 | 17950.923 | 17800.1328 | 18790.0564 | 20918.0731 | 20384.6246 | 21536.345 | 21488.1727 | 20804.2284 | 22151.4323 | 28510.5981 | 29272.8845 | 33779.9633 | 34579.2407 | 34018.2331 | 35727.4101 | 36166.5697 | 34030.8219 | 33443.3687 | 37138.3296 | 38321.4739
NSW1 | Grid Battery | 20.5939 | 25.051 | 509.937 | 990.6887 | 2355.2634 | 2859.3241 | 3052.4046 | 3300.8234 | 3134.7658 | 4720.1138 | 4411.364 | 4108.5154 | 4509.7231 | 4389.3743 | 4017.6592 | 4022.4392 | 6177.9374 | 5936.1385 | 8053.8736 | 8281.2732 | 7445.757 | 8927.4011 | 8354.8589 | 7110.5778 | 6104.4953 | 7222.4083 | 7025.9923
NSW1 | Pumped Hydro | 110.5118 | 220.1704 | 1083.3644 | 1701.6787 | 2175.6508 | 3438.123 | 3813.4452 | 5178.4012 | 5249.947 | 4955.7683 | 5600.1569 | 5511.992 | 5765.1786 | 6155.3183 | 5833.7692 | 5483.5976 | 5087.4551 | 3903.5874 | 4385.4717 | 4503.3888 | 4004.2506 | 3695.6044 | 3893.0838 | 4705.8705 | 3889.5541 | 3737.1372 | 3029.1966
NSW1 | VPP | 57.9325 | 133.2498 | 247.618 | 362.9339 | 488.2332 | 598.8472 | 799.6715 | 998.0195 | 1172.7972 | 1417.2606 | 1689.1849 | 1901.6908 | 2251.031 | 2506.1496 | 2637.5041 | 2862.3024 | 3081.7483 | 3100.3374 | 3399.9324 | 3483.7529 | 3500.6856 | 3810.2499 | 3982.2531 | 3865.5448 | 4026.2192 | 4247.8831 | 4333.2969
Total excluding storage |  | 59312.1729 | 60584.503 | 61955.9773 | 66203.329 | 68737.4344 | 72196.7023 | 71397.3874 | 75400.0903 | 74230.623 | 80114.4498 | 78811.6667 | 79236.6136 | 84588.1567 | 85047.4933 | 88850.8908 | 86835.1139 | 89402.1533 | 86058.9032 | 93953.9693 | 97259.8005 | 97105.8114 | 100504.6521 | 101990.9286 | 105655.2413 | 102760.2701 | 107580.1671 | 104621.4925
Region | Technology | 2023-24 | 2024-25 | 2025-26 | 2026-27 | 2027-28 | 2028-29 | 2029-30 | 2030-31 | 2031-32 | 2032-33 | 2033-34 | 2034-35 | 2035-36 | 2036-37 | 2037-38 | 2038-39 | 2039-40 | 2040-41 | 2041-42 | 2042-43 | 2043-44 | 2044-45 | 2045-46 | 2046-47 | 2047-48 | 2048-49 | 2049-50
QLD1 | Black Coal | 42766.2272 | 39227.1769 | 40351.2915 | 36880.3517 | 32490.6278 | 25491.5298 | 24424.2607 | 17140.1288 | 16241.2056 | 12779.3107 | 9480.0303 | 9236.7917 | 7989.6058 | 8343.2254 | 8431.521 | 7633.8745 | 4201.257 | 1675.0013 | 1649.2953 | 0 | 0 | 0 | 0 | 0 | 0 | 0 | 0
QLD1 | Brown Coal | 0 | 0 | 0 | 0 | 0 | 0 | 0 | 0 | 0 | 0 | 0 | 0 | 0 | 0 | 0 | 0 | 0 | 0 | 0 | 0 | 0 | 0 | 0 | 0 | 0 | 0 | 0
QLD1 | CCGT | 1021.5175 | 855.0784 | 1686.462 | 2542.7816 | 2654.6058 | 3107.0659 | 3466.3976 | 4123.0766 | 3896.2958 | 3719.2564 | 5178.8823 | 5563.7531 | 4519.9187 | 3647.7825 | 3398.4971 | 3604.2076 | 3219.8308 | 2880.9429 | 2490.249 | 2832.3733 | 3111.56 | 2621.5905 | 1375.516 | 985.2995 | 977.8038 | 965.743 | 984.0208
QLD1 | Gas - Steam | 0 | 0 | 0 | 0 | 0 | 0 | 0 | 0 | 0 | 0 | 0 | 0 | 0 | 0 | 0 | 0 | 0 | 0 | 0 | 0 | 0 | 0 | 0 | 0 | 0 | 0 | 0
QLD1 | OCGT / Diesel | 2.4406 | 0.00025178 | 2.7009 | 18.4016 | 24.6332 | 24.2783 | 11.9683 | 502.5677 | 387.1216 | 389.477 | 1313.8755 | 1449.7811 | 1055.6332 | 1448.7299 | 1083.0038 | 844.6995 | 2054.7678 | 1926.5145 | 886.3365 | 1628.2677 | 1998.011 | 1352.3942 | 2026.7051 | 3504.3332 | 1642.6163 | 3640.0539 | 3167.358
QLD1 | Hydro | 726.8431 | 727.4632 | 745.5887 | 714.606 | 729.0898 | 739.164 | 734.9296 | 728.6348 | 727.605 | 729.4635 | 722.6307 | 714.231 | 707.4709 | 714.6297 | 221.9176 | 208.6266 | 177.3515 | 156.463 | 146.6092 | 0 | 0 | 0 | 0 | 0 | 0 | 0 | 0
QLD1 | Hydrogen Turbine | 0 | 0 | 0 | 0 | 0 | 0 | 0 | 0 | 0 | 0 | 0 | 0 | 0 | 0 | 0 | 0 | 0 | 0 | 0 | 0 | 0 | 0 | 0 | 0 | 0 | 0 | 0
QLD1 | Wind | 4044.8779 | 7791.897 | 8233.1363 | 9957.3138 | 14353.0642 | 23397.9038 | 23363.6012 | 28246.5203 | 27789.6952 | 31309.7027 | 33407.4591 | 33362.4131 | 32895.1669 | 35107.0485 | 40368.625 | 39865.0878 | 39619.576 | 37825.3825 | 39537.1857 | 40096.0765 | 42086.0464 | 39808.2477 | 41980.9107 | 53216.029 | 53213.5224 | 59282.8421 | 55848.62
QLD1 | Solar PV | 8589.8875 | 8009.8504 | 8746.8675 | 8838.4078 | 8563.1671 | 7892.069 | 8727.0123 | 10368.6315 | 11454.1836 | 13926.1445 | 15736.1287 | 17338.7575 | 17327.8896 | 17144.9839 | 18217.6144 | 21360.3084 | 32898.3936 | 36760.454 | 38428.9235 | 54897.768 | 53848.9633 | 51050.1119 | 51922.4919 | 49700.3869 | 52706.1539 | 55539.0997 | 58410.7647
QLD1 | Grid Battery | 53.6319 | 53.4018 | 54.4734 | 55.1648 | 55.1821 | 1798.4927 | 1802.734 | 2397.0083 | 2427.2255 | 4554.8836 | 4664.1096 | 4616.9411 | 4615.6356 | 4778.5354 | 4071.3301 | 4294.1297 | 7140.3127 | 7294.3403 | 9853.4238 | 15896.0449 | 15159.0571 | 14854.2617 | 15111.8257 | 12694.2856 | 13411.4297 | 13374.0843 | 13325.816
QLD1 | Pumped Hydro | 430.8309 | 672.6452 | 667.38 | 909.9056 | 939.3476 | 728.1462 | 858.5432 | 1101.5865 | 1073.456 | 922.9878 | 1009.355 | 1528.2137 | 1638.0263 | 1632.6386 | 4080.4487 | 4690.115 | 5934.3785 | 5641.9667 | 5576.7887 | 5933.1861 | 5449.9862 | 4987.84 | 4769.9771 | 5401.8358 | 5174.9844 | 5341.7826 | 4751.8812
QLD1 | VPP | 51.3428 | 108.6922 | 193.2109 | 302.1839 | 407.6743 | 523.0459 | 722.7971 | 907.3018 | 1055.3259 | 1236.506 | 1480.7166 | 1694.358 | 1910.7269 | 2184.495 | 2243.52 | 2472.2622 | 2683.0405 | 2803.4165 | 2949.0684 | 3150.328 | 3272.3293 | 3351.534 | 3551.207 | 3585.7903 | 3698.543 | 3720.7583 | 3865.3923
Total excluding storage |  | 57687.5995 | 57446.2052 | 60681.1113 | 60219.1168 | 60217.3919 | 63701.6957 | 64112.244 | 65515.4563 | 65052.1141 | 69567.7322 | 72993.1878 | 75505.2404 | 72660.074 | 75002.0689 | 82116.4777 | 84973.3113 | 97928.9084 | 96964.4817 | 101517.8801 | 124434.0445 | 124925.9533 | 118025.98 | 120738.6336 | 129087.9603 | 130825.0535 | 141864.364 | 140353.853
Region | Technology | 2023-24 | 2024-25 | 2025-26 | 2026-27 | 2027-28 | 2028-29 | 2029-30 | 2030-31 | 2031-32 | 2032-33 | 2033-34 | 2034-35 | 2035-36 | 2036-37 | 2037-38 | 2038-39 | 2039-40 | 2040-41 | 2041-42 | 2042-43 | 2043-44 | 2044-45 | 2045-46 | 2046-47 | 2047-48 | 2048-49 | 2049-50
VIC1 | Black Coal | 0 | 0 | 0 | 0 | 0 | 0 | 0 | 0 | 0 | 0 | 0 | 0 | 0 | 0 | 0 | 0 | 0 | 0 | 0 | 0 | 0 | 0 | 0 | 0 | 0 | 0 | 0
VIC1 | Brown Coal | 29015.6942 | 25472.5847 | 23786.6019 | 18680.6063 | 18873.0021 | 15576.6006 | 9894.1111 | 6507.175 | 5130.97 | 0 | 0 | 0 | 0 | 0 | 0 | 0 | 0 | 0 | 0 | 0 | 0 | 0 | 0 | 0 | 0 | 0 | 0
VIC1 | CCGT | 0 | 0 | 0 | 0 | 0 | 0 | 0 | 0 | 0 | 0 | 0 | 0 | 0 | 0 | 0 | 0 | 0 | 0 | 0 | 0 | 0 | 0 | 0 | 0 | 0 | 0 | 0
VIC1 | Gas - Steam | 16.9069 | 18.3606 | 70.6327 | 164.7266 | 109.3621 | 205.0978 | 164.221 | 991.055 | 142.7703 | 352.6175 | 383.8685 | 608.1563 | 336.1698 | 413.5638 | 563.5498 | 444.5554 | 0 | 0 | 0 | 0 | 0 | 0 | 0 | 0 | 0 | 0 | 0
VIC1 | OCGT / Diesel | 22.9955 | 15.8048 | 39.2554 | 146.7143 | 84.5129 | 124.8925 | 78.7362 | 414.5581 | 53.653 | 310.595 | 316.4106 | 882.6794 | 568.5268 | 515.4087 | 1112.1201 | 672.0619 | 1840.1165 | 1337.2713 | 904.6478 | 925.1837 | 2495.1637 | 1934.6553 | 2132.1724 | 3267.0649 | 2084.9001 | 3055.6937 | 2407.2459
VIC1 | Hydro | 2748.315 | 3335.7846 | 3444.641 | 3267.354 | 2730.966 | 4095.8018 | 3415.4202 | 2953.7834 | 2956.5423 | 2697.7719 | 3297.1192 | 3404.4146 | 3240.5051 | 2710.9323 | 4078.6761 | 3415.0343 | 2953.9411 | 2953.8841 | 2697.8587 | 3292.8104 | 3407.5934 | 3227.9174 | 2708.766 | 4070.188 | 4079.2474 | 4074.3231 | 4068.5806
VIC1 | Hydrogen Turbine | 0 | 0 | 0 | 0 | 0 | 0 | 0 | 0 | 0 | 0 | 0 | 0 | 0 | 0 | 0 | 0 | 0 | 0 | 0 | 0 | 0 | 0 | 0 | 0 | 0 | 0 | 0
VIC1 | Wind | 10176.7595 | 12806.3422 | 13166.6102 | 14825.5601 | 17762.8335 | 19274.2159 | 22023.089 | 23146.2447 | 27831.864 | 26451.9718 | 29460.1387 | 31051.318 | 33853.6222 | 37695.6795 | 38766.8965 | 42951.3155 | 43519.9428 | 49598.4167 | 45564.6845 | 48502.7646 | 47852.3479 | 47545.1377 | 48266.0818 | 50297.7812 | 54071.9961 | 52549.3771 | 59560.6141
VIC1 | Solar PV | 2205.6803 | 1887.2031 | 1901.7859 | 1929.4865 | 1889.256 | 1850.3882 | 1834.0872 | 1836.8994 | 2052.8559 | 4445.2405 | 4348.4088 | 4208.4488 | 4224 | 4379.3246 | 4101.5515 | 4006.2975 | 4266.9836 | 3714.74 | 5417.1928 | 6197.6314 | 7703.0495 | 8403.6618 | 9221.8189 | 7949.0945 | 8155.872 | 8554.5127 | 7620.9907
VIC1 | Grid Battery | 159.8692 | 148.9017 | 174.72 | 171.9149 | 165.2706 | 158.8376 | 156.7876 | 289.6498 | 285.3096 | 544.3848 | 480.1952 | 440.0043 | 503.3152 | 473.7207 | 439.9293 | 426.6089 | 421.4673 | 387.6674 | 1946.1403 | 1965.8369 | 1991.5192 | 2631.4962 | 2633.3839 | 2350.9632 | 2364.3477 | 2428.6912 | 2071.2928
VIC1 | Pumped Hydro | 0 | 0 | 0.00063782 | 0.0014437 | 0.0014733 | 0.001444 | 0.0014583 | 0.0022492 | 0.0021977 | 0.0021937 | 0.00214 | 0.0021151 | 0.0032715 | 0.0031898 | 0.0047697 | 0.0047147 | 0.0051594 | 0.0056658 | 0.0061207 | 0.0057788 | 0.008904 | 0.0095078 | 0.0093309 | 0.009173 | 0.0091783 | 0.0095087 | 0.009694
VIC1 | VPP | 40.8073 | 94.1173 | 209.8868 | 318.8138 | 449.6812 | 545.0798 | 702.8756 | 786.6228 | 864.3539 | 971.9786 | 1121.0161 | 1207.4963 | 1446.9736 | 1608.8406 | 1657.8825 | 1732.2596 | 1830.6742 | 1710.2533 | 1928.5126 | 1984.4816 | 1947.0317 | 2182.4421 | 2377.2289 | 2242.4213 | 2390.0971 | 2513.107 | 2321.3486
Total excluding storage |  | 44387.0278 | 43779.0991 | 42794.1344 | 39505.1779 | 42064.8859 | 41830.9158 | 38269.3294 | 36925.9904 | 39318.3212 | 35774.5624 | 39407.1593 | 41802.5197 | 44173.1159 | 47797.4736 | 50720.6107 | 53648.1377 | 54833.1306 | 59702.2384 | 58459.0428 | 62868.7144 | 65396.7144 | 65925.32 | 67339.4612 | 70177.5222 | 73146.4695 | 73175.7143 | 78050.0824
Region | Technology | 2023-24 | 2024-25 | 2025-26 | 2026-27 | 2027-28 | 2028-29 | 2029-30 | 2030-31 | 2031-32 | 2032-33 | 2033-34 | 2034-35 | 2035-36 | 2036-37 | 2037-38 | 2038-39 | 2039-40 | 2040-41 | 2041-42 | 2042-43 | 2043-44 | 2044-45 | 2045-46 | 2046-47 | 2047-48 | 2048-49 | 2049-50
SA1 | Black Coal | 0 | 0 | 0 | 0 | 0 | 0 | 0 | 0 | 0 | 0 | 0 | 0 | 0 | 0 | 0 | 0 | 0 | 0 | 0 | 0 | 0 | 0 | 0 | 0 | 0 | 0 | 0
SA1 | Brown Coal | 0 | 0 | 0 | 0 | 0 | 0 | 0 | 0 | 0 | 0 | 0 | 0 | 0 | 0 | 0 | 0 | 0 | 0 | 0 | 0 | 0 | 0 | 0 | 0 | 0 | 0 | 0
SA1 | CCGT | 1071.6458 | 746.2754 | 1161.7427 | 786.0833 | 681.2744 | 926.931 | 913.6249 | 1356.8113 | 772.2311 | 929.6975 | 1191.2423 | 1507.82 | 875.4629 | 1007.3657 | 0 | 0 | 0 | 0 | 0 | 0 | 0 | 0 | 0 | 0 | 0 | 0 | 0
SA1 | Gas - Steam | 95.4373 | 89.5778 | 270.7018 | 0 | 0 | 0 | 0 | 0 | 0 | 0 | 0 | 0 | 0 | 0 | 0 | 0 | 0 | 0 | 0 | 0 | 0 | 0 | 0 | 0 | 0 | 0 | 0
SA1 | OCGT / Diesel | 166.0561 | 150.7595 | 306.871 | 222.5988 | 172.4807 | 237.9384 | 230.7526 | 533.6083 | 233.0711 | 332.8396 | 509.6839 | 836.7974 | 399.8497 | 439.6015 | 640.1289 | 594.5442 | 935.1161 | 719.7647 | 438.7707 | 528.6959 | 1065.9001 | 381.6347 | 361.4469 | 349.4348 | 229.8732 | 303.8805 | 274.6568
SA1 | Hydro | 0 | 0 | 0 | 0 | 0 | 0 | 0 | 0 | 0 | 0 | 0 | 0 | 0 | 0 | 0 | 0 | 0 | 0 | 0 | 0 | 0 | 0 | 0 | 0 | 0 | 0 | 0
SA1 | Hydrogen Turbine | 0 | 0 | 0 | 0 | 0 | 0 | 0 | 0 | 0 | 0 | 0 | 0 | 0 | 0 | 0 | 0 | 0 | 0 | 0 | 0 | 0 | 0 | 0 | 0 | 0 | 0 | 0
SA1 | Wind | 6751.4042 | 7903.3192 | 7661.0522 | 9447.2713 | 9302.2634 | 10983.0063 | 11376.1101 | 11329.2638 | 12162.6627 | 11828.7725 | 12258.3064 | 11154.9369 | 12082.5224 | 11718.1975 | 11927.3184 | 11888.2959 | 10746.7993 | 11833.0225 | 10715.4409 | 12460.76 | 11137.311 | 14049.3797 | 13194.3212 | 15822.3008 | 17897.432 | 18189.1559 | 19121.2334
SA1 | Solar PV | 1291.4553 | 1112.7453 | 1139.6281 | 1103.2755 | 1111.6671 | 1101.4867 | 1064.4341 | 1013.4174 | 988.4855 | 1908.9428 | 1833.2006 | 2432.9162 | 2436.1479 | 2649.5084 | 3924.0571 | 3950.3862 | 3983.1626 | 4741.6325 | 8703.0604 | 8270.1384 | 11693.5127 | 11623.4734 | 12922.1551 | 11151.7102 | 10883.6605 | 11452.2553 | 11094.7285
SA1 | Grid Battery | 184.5626 | 187.629 | 181.6467 | 178.9232 | 179.117 | 176.8122 | 172.8808 | 166.5399 | 164.5096 | 1260.2425 | 1213.9705 | 1125.1611 | 1617.9875 | 1672.0287 | 1623.3942 | 1613.7925 | 1603.0152 | 1754.9722 | 3893.9205 | 3485.8416 | 4620.4469 | 4737.9912 | 5317.8228 | 4269.0022 | 3948.2081 | 3993.5572 | 3431.6877
SA1 | Pumped Hydro | 0 | 0 | 0.00060201 | 0.00093269 | 0.00095523 | 0.00094644 | 0.00096201 | 0.0011951 | 0.001224 | 0.0012108 | 0.00119 | 0.0011973 | 0.0015072 | 0.0015151 | 0.001925 | 0.001935 | 0.0020042 | 0.0022335 | 0.0025664 | 0.0024721 | 0.0025676 | 0.0032484 | 0.003279 | 0.0031852 | 0.0032383 | 0.0032574 | 0.0033525
SA1 | VPP | 70.5902 | 100.7763 | 129.3148 | 153.3788 | 183.3245 | 213.8152 | 263.4499 | 308.5856 | 361.4902 | 427.0869 | 507.3106 | 550.7052 | 623.6545 | 717.1543 | 756.3561 | 806.7603 | 844.2578 | 825.2344 | 931.9563 | 962.5855 | 1013.4805 | 1039.4622 | 1161.2598 | 1122.6298 | 1091.9055 | 1152.7345 | 1126.5594
Total excluding storage |  | 9631.1514 | 10291.0825 | 10850.958 | 11891.5319 | 11630.1281 | 13639.9907 | 14021.2533 | 14708.2274 | 14682.4514 | 16687.583 | 17513.7155 | 17608.338 | 18035.6263 | 18203.8576 | 18871.2566 | 18853.7811 | 18112.353 | 19874.6286 | 24683.1513 | 25708.0238 | 29530.6539 | 31831.9444 | 32957.009 | 32715.081 | 34051.0825 | 35091.5865 | 35048.8692
Region | Technology | 2023-24 | 2024-25 | 2025-26 | 2026-27 | 2027-28 | 2028-29 | 2029-30 | 2030-31 | 2031-32 | 2032-33 | 2033-34 | 2034-35 | 2035-36 | 2036-37 | 2037-38 | 2038-39 | 2039-40 | 2040-41 | 2041-42 | 2042-43 | 2043-44 | 2044-45 | 2045-46 | 2046-47 | 2047-48 | 2048-49 | 2049-50
TAS1 | Black Coal | 0 | 0 | 0 | 0 | 0 | 0 | 0 | 0 | 0 | 0 | 0 | 0 | 0 | 0 | 0 | 0 | 0 | 0 | 0 | 0 | 0 | 0 | 0 | 0 | 0 | 0 | 0
TAS1 | Brown Coal | 0 | 0 | 0 | 0 | 0 | 0 | 0 | 0 | 0 | 0 | 0 | 0 | 0 | 0 | 0 | 0 | 0 | 0 | 0 | 0 | 0 | 0 | 0 | 0 | 0 | 0 | 0
TAS1 | CCGT | 0 | 0 | 0 | 0 | 0 | 0 | 0 | 0 | 0 | 0 | 0 | 0 | 0 | 0 | 0 | 0 | 0 | 0 | 0 | 0 | 0 | 0 | 0 | 0 | 0 | 0 | 0
TAS1 | Gas - Steam | 0 | 0 | 0 | 0 | 0 | 0 | 0 | 0 | 0 | 0 | 0 | 0 | 0 | 0 | 0 | 0 | 0 | 0 | 0 | 0 | 0 | 0 | 0 | 0 | 0 | 0 | 0
TAS1 | OCGT / Diesel | 5.4315e-05 | 0.00011152 | 0.00011845 | 0.17114 | 0.00013018 | 0.00013826 | 1.5107 | 3.9743 | 1.9623 | 9.5327 | 5.2379 | 22.733 | 12.5141 | 9.1197 | 11.4834 | 10.5438 | 34.7693 | 6.9043 | 6.0288 | 5.9324 | 8.0309 | 4.559 | 2.7093 | 1.5115 | 3.8545 | 7.577 | 6.0888
TAS1 | Hydro | 12031.6975 | 8818.2358 | 8949.3382 | 8372.6982 | 7262.2061 | 7839.7702 | 10294.3103 | 10313.3273 | 9737.4604 | 9568.764 | 10551.9676 | 10295.7415 | 9017.8029 | 8618.4519 | 9312.5592 | 8780.8325 | 7961.2918 | 7167.361 | 7131.0862 | 7881.3753 | 8497.7756 | 7436.3108 | 7695.5974 | 8670.781 | 7931.453 | 7971.6214 | 6941.9998
TAS1 | Hydrogen Turbine | 0 | 0 | 0 | 0 | 0 | 0 | 0 | 0 | 0 | 0 | 0 | 0 | 0 | 0 | 0 | 0 | 0 | 0 | 0 | 0 | 0 | 0 | 0 | 0 | 0 | 0 | 0
TAS1 | Wind | 1869.2334 | 4615.046 | 4926.9137 | 5251.9516 | 5729.3059 | 5584.8861 | 7523.0335 | 7623.8528 | 11835.9227 | 11736.8426 | 11284.9046 | 11607.4339 | 11670.0785 | 12033.5121 | 11468.6011 | 11111.6625 | 11104.6701 | 11833.6522 | 11605.5853 | 11325.1976 | 11804.3854 | 11690.6664 | 12229.8175 | 11727.3238 | 11463.0088 | 11166.355 | 11868.815
TAS1 | Solar PV | 0 | 0.00029137 | 0.00028813 | 0.00032939 | 0.00031776 | 0.00027003 | 0.00028198 | 0.00038257 | 0.00034793 | 0.0005406 | 0.00057653 | 0.00064716 | 0.00062506 | 0.0006225 | 0.00058327 | 0.00064425 | 0.0029145 | 205.6438 | 213.8021 | 246.874 | 231.8412 | 241.3944 | 243.8169 | 203.2981 | 230.8056 | 233.249 | 211.0264
TAS1 | Grid Battery | 0 | 0.00056989 | 0.00067056 | 0.00076294 | 0.00091217 | 0.00092312 | 0.0011387 | 0.0019387 | 0.0023721 | 0.0029873 | 0.0029482 | 0.0029911 | 0.0034594 | 0.0035074 | 0.0036316 | 0.0037049 | 0.0039981 | 0.0050701 | 0.0056765 | 0.0056431 | 0.005999 | 0.0082147 | 0.0082316 | 0.0077218 | 0.0085675 | 0.0084956 | 0.0097712
TAS1 | Pumped Hydro | 0 | 0 | 0.00099874 | 0.0010961 | 0.0012988 | 0.0014757 | 0.0023375 | 145.0687 | 194.9399 | 1033.2878 | 1022.3123 | 975.5396 | 1272.569 | 1247.7623 | 1375.3512 | 1296.1328 | 1402.8101 | 1227.4416 | 1175.4389 | 1293.2373 | 1148.1501 | 1201.0628 | 1260.7147 | 1243.107 | 1149.1482 | 1146.0181 | 1064.5681
TAS1 | VPP | 0.43821 | 4.0872 | 5.8954 | 10.8619 | 17.34 | 24.4046 | 40.0827 | 49.9017 | 69.3871 | 74.6833 | 88.068 | 89.4818 | 104.0745 | 112.3015 | 122.9282 | 122.5 | 141.2525 | 126.4593 | 136.4609 | 145.3485 | 142.2749 | 160.0495 | 168.7453 | 165.275 | 165.6215 | 179.9005 | 170.2484
Total excluding storage |  | 13901.3692 | 13437.37 | 13882.1495 | 13635.6851 | 13008.8547 | 13449.0637 | 17858.9409 | 18136.1271 | 21839.675 | 22423.1139 | 22952.4939 | 22990.9334 | 22077.0431 | 22021.1516 | 22290.9272 | 21321.6759 | 20644.8008 | 20567.4673 | 20268.4079 | 20897.9709 | 21832.4641 | 20734.0511 | 21601.4093 | 22011.3042 | 20943.9 | 20704.7296 | 20262.7562
Explicitly modelled pumping
Region | Technology | 2023-24 | 2024-25 | 2025-26 | 2026-27 | 2027-28 | 2028-29 | 2029-30 | 2030-31 | 2031-32 | 2032-33 | 2033-34 | 2034-35 | 2035-36 | 2036-37 | 2037-38 | 2038-39 | 2039-40 | 2040-41 | 2041-42 | 2042-43 | 2043-44 | 2044-45 | 2045-46 | 2046-47 | 2047-48 | 2048-49 | 2049-50
NEM | Grid Battery pump | 495.667 | 493.3769 | 1101.6074 | 1674.3395 | 3318.4284 | 6002.0637 | 6245.7746 | 7401.563 | 7256.4365 | 13329.4919 | 12969.2772 | 12405.4955 | 13529.3909 | 13619.4133 | 12259.5271 | 12477.9449 | 18442.3583 | 18580.0124 | 28584.2806 | 35723.4462 | 35168.3113 | 37514.7658 | 37912.4285 | 31790.5383 | 31152.3501 | 32494.9348 | 31132.5769
NEM | Pumped Hydro Pump | 1285.6151 | 2235.4331 | 3268.17 | 4799.5671 | 5742.737 | 6274.6764 | 7499.3298 | 9762.2581 | 10405.8304 | 10414.2911 | 11731.7214 | 11659.9939 | 12887.0761 | 13678.4477 | 16118.316 | 16575.0781 | 17449.3278 | 15447.3522 | 15593.6974 | 16901.6066 | 14469.8918 | 13938.5447 | 14350.6725 | 15815.0629 | 14419.6531 | 14246.7242 | 12052.0748
NEM | VPP pump | 259.3835 | 519.3167 | 925.1341 | 1349.6915 | 1821.3555 | 2239.169 | 2978.1516 | 3585.8056 | 4155.0194 | 4849.37 | 5748.3142 | 6411.8364 | 7446.8905 | 8384.7177 | 8744.0853 | 9414.6454 | 10070.4043 | 10107.3949 | 10970.2772 | 11456.7647 | 11614.7022 | 12395.0954 | 13249.9716 | 12895.4925 | 13400.4574 | 13876.4193 | 13896.523
Region | Technology | 2023-24 | 2024-25 | 2025-26 | 2026-27 | 2027-28 | 2028-29 | 2029-30 | 2030-31 | 2031-32 | 2032-33 | 2033-34 | 2034-35 | 2035-36 | 2036-37 | 2037-38 | 2038-39 | 2039-40 | 2040-41 | 2041-42 | 2042-43 | 2043-44 | 2044-45 | 2045-46 | 2046-47 | 2047-48 | 2048-49 | 2049-50
NSW1 | Grid Battery pump | 24.4273 | 29.8226 | 614.0434 | 1193.103 | 2842.9705 | 3438.8865 | 3682.2987 | 3971.7115 | 3786.519 | 5680.2811 | 5313.1061 | 4951.8486 | 5428.1457 | 5288.4027 | 4855.4197 | 4848.8517 | 7425.8916 | 7178.6193 | 9693.6846 | 9969.7713 | 8964.7552 | 10752.7368 | 10101.3586 | 8531.6959 | 7385.2329 | 8671.2745 | 8465.0492
NSW1 | Pumped Hydro Pump | 667.8325 | 1279.2215 | 2340.4165 | 3542.8152 | 4440.2958 | 5284.347 | 6326.4085 | 8065.2094 | 8673.2092 | 7803.358 | 9004.2061 | 8319.2071 | 9023.3682 | 9811.506 | 8882.1814 | 8713.8091 | 7786.5677 | 6282.8513 | 6725.1952 | 7337.4845 | 5842.1792 | 5773.0151 | 6291.6104 | 7140.1578 | 6075.1788 | 5628.4748 | 4479.0267
NSW1 | VPP pump | 67.9281 | 156.8465 | 291.2332 | 426.9811 | 574.6183 | 704.2999 | 940.79 | 1174.1937 | 1383.4522 | 1664.3185 | 1987.4204 | 2238.5208 | 2646.1929 | 2948.4112 | 3112.3088 | 3368.2908 | 3615.3471 | 3658.7334 | 3988.6424 | 4100.5735 | 4117.0111 | 4482.5734 | 4697.5327 | 4534.6457 | 4748.1494 | 4986.4436 | 5097.641
Region | Technology | 2023-24 | 2024-25 | 2025-26 | 2026-27 | 2027-28 | 2028-29 | 2029-30 | 2030-31 | 2031-32 | 2032-33 | 2033-34 | 2034-35 | 2035-36 | 2036-37 | 2037-38 | 2038-39 | 2039-40 | 2040-41 | 2041-42 | 2042-43 | 2043-44 | 2044-45 | 2045-46 | 2046-47 | 2047-48 | 2048-49 | 2049-50
QLD1 | Grid Battery pump | 63.6689 | 63.5736 | 65.0278 | 65.4938 | 65.693 | 2166.0981 | 2171.2214 | 2887.1958 | 2932.6487 | 5477.9949 | 5622.0285 | 5572.5785 | 5552.1768 | 5750.4996 | 4922.6362 | 5165.8021 | 8591.1354 | 8813.1197 | 11868.3406 | 19160.3998 | 18250.0811 | 17899.6646 | 18190.6593 | 15324.7019 | 16120.8999 | 16127.7025 | 16037.8842
QLD1 | Pumped Hydro Pump | 617.7826 | 956.2116 | 927.7506 | 1256.7473 | 1302.4362 | 990.3243 | 1172.9149 | 1506.1644 | 1473.7572 | 1253.6574 | 1374.647 | 2057.3903 | 2196.814 | 2206.6101 | 5444.9691 | 6151.4439 | 7821.343 | 7535.6721 | 7335.4869 | 7852.258 | 7124.6675 | 6587.836 | 6379.316 | 7060.1162 | 6811.5264 | 7131.2086 | 6172.2834
QLD1 | VPP pump | 60.236 | 127.8731 | 227.9258 | 354.8916 | 479.6168 | 615.3481 | 850.3494 | 1067.4138 | 1244.9517 | 1451.3212 | 1743.1602 | 1996.1672 | 2246.808 | 2567.154 | 2647.436 | 2905.0664 | 3151.9946 | 3305.6917 | 3467.0498 | 3706.6204 | 3849.1387 | 3943.4558 | 4176.1426 | 4222.367 | 4344.896 | 4381.6636 | 4542.2275
Region | Technology | 2023-24 | 2024-25 | 2025-26 | 2026-27 | 2027-28 | 2028-29 | 2029-30 | 2030-31 | 2031-32 | 2032-33 | 2033-34 | 2034-35 | 2035-36 | 2036-37 | 2037-38 | 2038-39 | 2039-40 | 2040-41 | 2041-42 | 2042-43 | 2043-44 | 2044-45 | 2045-46 | 2046-47 | 2047-48 | 2048-49 | 2049-50
VIC1 | Grid Battery pump | 189.8605 | 177.8486 | 207.9658 | 204.1102 | 197.3354 | 188.5077 | 187.2197 | 346.2373 | 342.7145 | 653.7746 | 576.3025 | 530.1662 | 602.8342 | 569.2768 | 528.7043 | 515.0282 | 504.1725 | 467.9778 | 2342.737 | 2380.9406 | 2399.9934 | 3157.4418 | 3189.7357 | 2815.5012 | 2865.5959 | 2909.1495 | 2495.5333
VIC1 | Pumped Hydro Pump | 0 | 0 | 0.00084238 | 0.0018968 | 0.0019483 | 0.0018902 | 0.0019284 | 0.0029525 | 0.0028992 | 0.0028849 | 0.0028165 | 0.0027808 | 0.0042993 | 0.0042136 | 0.006277 | 0.0062058 | 0.0067673 | 0.0075039 | 0.0080126 | 0.0076442 | 0.011671 | 0.01251 | 0.012363 | 0.011981 | 0.012146 | 0.012443 | 0.012783
VIC1 | VPP pump | 47.8768 | 111.0507 | 247.0792 | 374.597 | 530.3811 | 639.9259 | 828.8955 | 923.4678 | 1019.7011 | 1142.4528 | 1317.8702 | 1423.9256 | 1698.1771 | 1892.7536 | 1950.4499 | 2045.1506 | 2146.5361 | 2020.0693 | 2260.8315 | 2343.1922 | 2290.472 | 2559.2244 | 2806.6177 | 2628.2645 | 2822.5905 | 2945.8845 | 2730.9983
Region | Technology | 2023-24 | 2024-25 | 2025-26 | 2026-27 | 2027-28 | 2028-29 | 2029-30 | 2030-31 | 2031-32 | 2032-33 | 2033-34 | 2034-35 | 2035-36 | 2036-37 | 2037-38 | 2038-39 | 2039-40 | 2040-41 | 2041-42 | 2042-43 | 2043-44 | 2044-45 | 2045-46 | 2046-47 | 2047-48 | 2048-49 | 2049-50
SA1 | Grid Battery pump | 217.7103 | 222.1315 | 214.5696 | 211.6316 | 212.4284 | 208.5703 | 205.0334 | 196.416 | 194.5515 | 1517.4377 | 1457.8365 | 1350.8987 | 1946.2301 | 2011.23 | 1952.7626 | 1948.2585 | 1921.154 | 2120.2896 | 4679.5117 | 4212.3278 | 5553.4745 | 5704.9129 | 6430.665 | 5118.6302 | 4780.6112 | 4786.7981 | 4134.0986
SA1 | Pumped Hydro Pump | 0 | 0 | 0.0007934 | 0.001226 | 0.0012623 | 0.00124 | 0.0012713 | 0.0015686 | 0.0016112 | 0.0015944 | 0.0015665 | 0.0015724 | 0.0019828 | 0.0019978 | 0.0025308 | 0.0025506 | 0.0026294 | 0.0029529 | 0.0033632 | 0.0032647 | 0.0033689 | 0.0042737 | 0.0043332 | 0.0041699 | 0.0042822 | 0.0042648 | 0.0044194
SA1 | VPP pump | 82.8423 | 118.7288 | 151.9666 | 180.4457 | 216.2376 | 250.9855 | 310.7772 | 362.2057 | 425.2826 | 503.3752 | 596.2903 | 647.514 | 733.7111 | 843.7109 | 889.8307 | 952.0071 | 990.3671 | 974.0284 | 1093.2546 | 1135.3975 | 1190.7074 | 1221.5751 | 1370.1846 | 1316.7443 | 1288.916 | 1351.8368 | 1325.3641
Region | Technology | 2023-24 | 2024-25 | 2025-26 | 2026-27 | 2027-28 | 2028-29 | 2029-30 | 2030-31 | 2031-32 | 2032-33 | 2033-34 | 2034-35 | 2035-36 | 2036-37 | 2037-38 | 2038-39 | 2039-40 | 2040-41 | 2041-42 | 2042-43 | 2043-44 | 2044-45 | 2045-46 | 2046-47 | 2047-48 | 2048-49 | 2049-50
TAS1 | Grid Battery pump | 0 | 0.00067724 | 0.00079647 | 0.00090609 | 0.0010841 | 0.0010965 | 0.0013536 | 0.0023033 | 0.0028246 | 0.0035592 | 0.0035079 | 0.0035628 | 0.0041126 | 0.0041806 | 0.0043162 | 0.0044091 | 0.004752 | 0.0060339 | 0.0067475 | 0.0067084 | 0.0071295 | 0.0097628 | 0.0097969 | 0.0091658 | 0.010196 | 0.010079 | 0.011615
TAS1 | Pumped Hydro Pump | 0 | 0 | 0.0013192 | 0.0014417 | 0.0017141 | 0.0019371 | 0.0030925 | 190.8798 | 258.8595 | 1357.2713 | 1352.864 | 1283.3921 | 1666.8877 | 1660.3254 | 1791.1567 | 1709.8163 | 1841.4076 | 1628.8184 | 1533.004 | 1711.8532 | 1503.0301 | 1577.6769 | 1679.7294 | 1614.7728 | 1532.9314 | 1487.0242 | 1400.7475
TAS1 | VPP pump | 0.50038 | 4.8176 | 6.9294 | 12.776 | 20.5018 | 28.6095 | 47.3394 | 58.5246 | 81.6319 | 87.9023 | 103.573 | 105.7087 | 122.0014 | 132.6881 | 144.0599 | 144.1305 | 166.1594 | 148.8721 | 160.4989 | 170.9811 | 167.373 | 188.2667 | 199.494 | 193.471 | 195.9055 | 210.5908 | 200.2922
Non-controllable capacity
Region | Technology | 2023-24 | 2024-25 | 2025-26 | 2026-27 | 2027-28 | 2028-29 | 2029-30 | 2030-31 | 2031-32 | 2032-33 | 2033-34 | 2034-35 | 2035-36 | 2036-37 | 2037-38 | 2038-39 | 2039-40 | 2040-41 | 2041-42 | 2042-43 | 2043-44 | 2044-45 | 2045-46 | 2046-47 | 2047-48 | 2048-49 | 2049-50
NEM | Distributed PV | 26560.6016 | 29104.0967 | 31473.6633 | 37081.5432 | 40418.5958 | 38926.5586 | 43592.2929 | 48229.3969 | 51979.7521 | 54755.1652 | 55953.7685 | 56902.3907 | 63643.8244 | 66153.9262 | 61300.8009 | 66595.7504 | 71779.8603 | 75487.274 | 77777.5549 | 77977.9251 | 77783.2771 | 85452.7067 | 87607.0329 | 80381.6538 | 86543.9253 | 92200.6928 | 95960.9879
NEM | Behind the meter battery | 657.5137 | 1006.7447 | 1317.3393 | 1566.0098 | 1773.1566 | 1890.8424 | 2143.9911 | 2489.4047 | 2789.0704 | 3113.0752 | 3597.6322 | 4070.11 | 4511.1194 | 4860.9793 | 5165.9009 | 5364.9705 | 5454.5291 | 5447.6237 | 5401.3096 | 5348.7634 | 5404.7881 | 5430.708 | 5462.7544 | 5462.5562 | 5467.5685 | 5397.6579 | 5331.7203
NEM | Behind the meter battery pump | 773.9288 | 1184.9284 | 1550.1053 | 1843.1255 | 2087.3228 | 2225.0785 | 2523.5712 | 2929.616 | 3282.4864 | 3663.3641 | 4233.7384 | 4790.7173 | 5309.6304 | 5721.7019 | 6080.1627 | 6314.2799 | 6420.1964 | 6410.0458 | 6358.28 | 6294.3025 | 6360.4049 | 6392.115 | 6428.6141 | 6430.2842 | 6436.1891 | 6354.3022 | 6274.968
Region | Technology | 2023-24 | 2024-25 | 2025-26 | 2026-27 | 2027-28 | 2028-29 | 2029-30 | 2030-31 | 2031-32 | 2032-33 | 2033-34 | 2034-35 | 2035-36 | 2036-37 | 2037-38 | 2038-39 | 2039-40 | 2040-41 | 2041-42 | 2042-43 | 2043-44 | 2044-45 | 2045-46 | 2046-47 | 2047-48 | 2048-49 | 2049-50
NSW1 | Distributed PV | 8462.3385 | 9458.3162 | 10159.0762 | 12271.5737 | 13113.6881 | 12546.804 | 13815.0616 | 15639.2599 | 17348.1141 | 17854.1428 | 18611.9033 | 18922.4793 | 21829.4782 | 22416.5655 | 20726.2835 | 22104.3897 | 24295.3559 | 26132.7136 | 26218.1837 | 26660.5244 | 26477.5898 | 29878.3743 | 30218.882 | 27626.6637 | 29170.2276 | 31670.4989 | 33704.5634
NSW1 | Behind the meter battery | 236.0997 | 340.3977 | 426.8203 | 496.5989 | 552.178 | 593.1144 | 678.601 | 795.0042 | 915.6299 | 1045.6392 | 1229.8005 | 1397.7866 | 1551.5025 | 1674.213 | 1770.8636 | 1835.975 | 1865.6994 | 1856.8353 | 1844.8207 | 1833.1068 | 1857.9164 | 1869.6097 | 1877.4406 | 1875.4554 | 1868.3381 | 1847.8317 | 1820.6144
NSW1 | Behind the meter battery pump | 277.8328 | 400.6658 | 502.3022 | 584.3175 | 650.1429 | 698.0717 | 798.8828 | 935.9349 | 1077.2855 | 1230.342 | 1446.9719 | 1644.5885 | 1826.2437 | 1970.4983 | 2083.9438 | 2160.393 | 2196.8689 | 2184.5941 | 2172.0639 | 2156.8121 | 2185.7851 | 2201.4161 | 2209.4144 | 2207.8793 | 2199.915 | 2174.9865 | 2143.0425
Region | Technology | 2023-24 | 2024-25 | 2025-26 | 2026-27 | 2027-28 | 2028-29 | 2029-30 | 2030-31 | 2031-32 | 2032-33 | 2033-34 | 2034-35 | 2035-36 | 2036-37 | 2037-38 | 2038-39 | 2039-40 | 2040-41 | 2041-42 | 2042-43 | 2043-44 | 2044-45 | 2045-46 | 2046-47 | 2047-48 | 2048-49 | 2049-50
QLD1 | Distributed PV | 8227.6935 | 8801.311 | 9863.4451 | 11475.6724 | 12457.4377 | 11268.4695 | 13105.084 | 14471.0511 | 16095.1163 | 16714.6015 | 16849.2773 | 17798.0916 | 19695.8152 | 20424.5671 | 17788.0739 | 19963.1524 | 21368.2537 | 23094.2817 | 23468.3879 | 23181.6046 | 24006.8726 | 26011.0707 | 26622.9939 | 22900.3003 | 25459.338 | 26869.7455 | 28762.9682
QLD1 | Behind the meter battery | 170.7366 | 271.0266 | 364.6122 | 433.5151 | 491.3321 | 537.9626 | 628.6386 | 744.6914 | 834.1762 | 930.9932 | 1074.1494 | 1213.5721 | 1346.8461 | 1448.2671 | 1535.4985 | 1600.0345 | 1631.782 | 1631.2572 | 1608.2973 | 1592.3827 | 1609.1851 | 1612.6466 | 1621.0805 | 1616.2546 | 1614.1068 | 1594.795 | 1578.9698
QLD1 | Behind the meter battery pump | 200.9896 | 319.0374 | 429.0447 | 510.4005 | 578.2214 | 632.9301 | 739.7227 | 876.2329 | 981.9917 | 1095.8935 | 1264.3808 | 1428.9002 | 1585.3756 | 1705.2134 | 1807.0518 | 1884.0736 | 1919.9871 | 1919.529 | 1893.1536 | 1873.7884 | 1893.7201 | 1897.3207 | 1907.6047 | 1902.393 | 1900.3283 | 1877.9375 | 1857.7419
Region | Technology | 2023-24 | 2024-25 | 2025-26 | 2026-27 | 2027-28 | 2028-29 | 2029-30 | 2030-31 | 2031-32 | 2032-33 | 2033-34 | 2034-35 | 2035-36 | 2036-37 | 2037-38 | 2038-39 | 2039-40 | 2040-41 | 2041-42 | 2042-43 | 2043-44 | 2044-45 | 2045-46 | 2046-47 | 2047-48 | 2048-49 | 2049-50
VIC1 | Distributed PV | 5927.2192 | 6615.7267 | 7089.2973 | 8452.9512 | 9493.9945 | 9691.0714 | 10721.6826 | 11762.0101 | 11872.7118 | 13025.0994 | 13231.2584 | 12987.9308 | 14324.1638 | 15011.5217 | 14621.0269 | 15763.9665 | 16944.6695 | 16846.5259 | 18190.4559 | 18283.4941 | 17708.0148 | 19320.8985 | 20019.7175 | 19388.6033 | 20772.1582 | 22108.9801 | 21761.2072
VIC1 | Behind the meter battery | 143.293 | 255.764 | 357.528 | 445.5417 | 520.1297 | 534.0202 | 574.5348 | 646.8898 | 695.0103 | 741.5967 | 840.8801 | 953.3033 | 1060.5591 | 1150.0707 | 1245.2576 | 1291.8352 | 1313.6739 | 1317.4793 | 1309.5395 | 1283.2305 | 1289.176 | 1299.8888 | 1310.3468 | 1322.1048 | 1335.0646 | 1315.6099 | 1298.5463
VIC1 | Behind the meter battery pump | 168.7049 | 300.9657 | 420.6293 | 524.3864 | 612.3835 | 628.4616 | 676.2866 | 761.0496 | 817.9236 | 872.5457 | 989.6107 | 1122.4325 | 1248.0938 | 1353.2335 | 1466.2928 | 1520.0169 | 1546.0309 | 1550.041 | 1541.089 | 1510.2224 | 1517.4149 | 1529.652 | 1542.0634 | 1556.6244 | 1571.0173 | 1548.7907 | 1528.2244
Region | Technology | 2023-24 | 2024-25 | 2025-26 | 2026-27 | 2027-28 | 2028-29 | 2029-30 | 2030-31 | 2031-32 | 2032-33 | 2033-34 | 2034-35 | 2035-36 | 2036-37 | 2037-38 | 2038-39 | 2039-40 | 2040-41 | 2041-42 | 2042-43 | 2043-44 | 2044-45 | 2045-46 | 2046-47 | 2047-48 | 2048-49 | 2049-50
SA1 | Distributed PV | 3601.2396 | 3836.6945 | 3940.5566 | 4383.5313 | 4811.2285 | 4846.7445 | 5330.4758 | 5678.8981 | 5951.7698 | 6386.844 | 6448.2993 | 6380.437 | 6890.5661 | 7363.0567 | 7215.5741 | 7772.2023 | 8117.152 | 8332.5404 | 8752.0675 | 8666.5061 | 8424.5566 | 8962.749 | 9436.6247 | 9153.8367 | 9787.2603 | 10128.2605 | 10296.799
SA1 | Behind the meter battery | 89.6576 | 114.2984 | 136.4992 | 153.4714 | 168.7112 | 182.0004 | 212.3649 | 244.9938 | 278.8759 | 319.969 | 366.7485 | 408.2686 | 445.0039 | 472.6485 | 491.7265 | 509.3402 | 512.972 | 511.5296 | 508.7854 | 510.011 | 516.6645 | 516.2922 | 519.8793 | 515.4168 | 516.5139 | 506.6341 | 502.8644
SA1 | Behind the meter battery pump | 105.5364 | 134.5421 | 160.6012 | 180.616 | 198.5417 | 214.1386 | 250.02 | 288.3253 | 328.3143 | 376.4625 | 431.505 | 480.4342 | 523.687 | 556.4807 | 578.644 | 599.3439 | 603.8566 | 602.2642 | 599.156 | 600.4794 | 608.3176 | 607.9903 | 611.8434 | 606.4216 | 607.6875 | 596.3267 | 592.1078
Region | Technology | 2023-24 | 2024-25 | 2025-26 | 2026-27 | 2027-28 | 2028-29 | 2029-30 | 2030-31 | 2031-32 | 2032-33 | 2033-34 | 2034-35 | 2035-36 | 2036-37 | 2037-38 | 2038-39 | 2039-40 | 2040-41 | 2041-42 | 2042-43 | 2043-44 | 2044-45 | 2045-46 | 2046-47 | 2047-48 | 2048-49 | 2049-50
TAS1 | Distributed PV | 342.1107 | 392.0482 | 421.2881 | 497.8146 | 542.247 | 573.4692 | 619.9889 | 678.1777 | 712.0401 | 774.4775 | 813.0302 | 813.4519 | 903.8011 | 938.2152 | 949.8426 | 992.0395 | 1054.4291 | 1081.2124 | 1148.4599 | 1185.7959 | 1166.2433 | 1279.6142 | 1308.8147 | 1312.2497 | 1354.9412 | 1423.2078 | 1435.4501
TAS1 | Behind the meter battery | 17.7268 | 25.258 | 31.8796 | 36.8828 | 40.8056 | 43.7449 | 49.8517 | 57.8255 | 65.3781 | 74.8771 | 86.0537 | 97.1794 | 107.2079 | 115.78 | 122.5546 | 127.7856 | 130.4018 | 130.5224 | 129.8666 | 130.0323 | 131.846 | 132.2708 | 134.0073 | 133.3247 | 133.5451 | 132.7872 | 130.7254
TAS1 | Behind the meter battery pump | 20.8652 | 29.7174 | 37.5279 | 43.4051 | 48.0333 | 51.4765 | 58.6591 | 68.0734 | 76.9713 | 88.1205 | 101.27 | 114.362 | 126.2303 | 136.2759 | 144.2303 | 150.4525 | 153.4529 | 153.6175 | 152.8175 | 153.0002 | 155.1672 | 155.7358 | 157.6882 | 156.9658 | 157.2412 | 156.2607 | 153.8514

## Option 3A_Capacity
Installed capacity by technology (MW) - Option 3A, Step Change Scenario
Capacity calculated on 1 July. In early study years some wind and solar projects enter later in the financial year and are therefore reflected in the following financial year's capacity.
Explicitly modelled generation
Region | Technology | 2023-24 | 2024-25 | 2025-26 | 2026-27 | 2027-28 | 2028-29 | 2029-30 | 2030-31 | 2031-32 | 2032-33 | 2033-34 | 2034-35 | 2035-36 | 2036-37 | 2037-38 | 2038-39 | 2039-40 | 2040-41 | 2041-42 | 2042-43 | 2043-44 | 2044-45 | 2045-46 | 2046-47 | 2047-48 | 2048-49 | 2049-50
NEM | Black Coal | 16456 | 16456 | 15756 | 12176 | 10156 | 8277 | 7312 | 5912 | 5912 | 5182 | 3082 | 3082 | 3082 | 3082 | 3082 | 3082 | 852 | 426 | 426 | 0 | 0 | 0 | 0 | 0 | 0 | 0 | 0
NEM | Brown Coal | 4820 | 4820 | 4120 | 3370 | 3370 | 2810 | 1720 | 1160 | 1160 | 0 | 0 | 0 | 0 | 0 | 0 | 0 | 0 | 0 | 0 | 0 | 0 | 0 | 0 | 0 | 0 | 0 | 0
NEM | CCGT | 2954.9 | 2774.9 | 2774.9 | 2774.9 | 2774.9 | 2774.9 | 2774.9 | 2774.9 | 2774.9 | 2774.9 | 2774.9 | 2774.9 | 2774.9 | 2389.9 | 1860.9 | 1860.9 | 1716.5 | 1716.5 | 1716.5 | 1716.5 | 1276.5 | 1276.5 | 632 | 388 | 388 | 388 | 388
NEM | Gas - Steam | 1300 | 1300 | 1300 | 500 | 500 | 500 | 500 | 500 | 500 | 500 | 500 | 500 | 500 | 500 | 500 | 500 | 0 | 0 | 0 | 0 | 0 | 0 | 0 | 0 | 0 | 0 | 0
NEM | OCGT / Diesel | 7382.159 | 8132.1596 | 8132.1596 | 8132.1596 | 8132.1596 | 8336.2582 | 8336.2582 | 7953.7582 | 7953.7582 | 7676.8983 | 7083.3984 | 6966.3984 | 7710.2848 | 7710.2848 | 9631.7289 | 9631.7289 | 9191.729 | 9071.7289 | 9072.3136 | 8978.3137 | 10460.1198 | 11452.865 | 11452.865 | 12557.5558 | 11973.5559 | 14650.6994 | 14131.6994
NEM | Hydro | 7492.42 | 7492.42 | 7492.42 | 7492.42 | 7492.42 | 7492.42 | 7492.42 | 7492.42 | 7492.42 | 7492.42 | 7492.42 | 7492.42 | 7492.42 | 7492.42 | 7406.02 | 7406.02 | 7406.02 | 7406.02 | 7406.02 | 7340.02 | 7340.02 | 7340.02 | 7340.02 | 7340.02 | 7340.02 | 7340.02 | 7340.02
NEM | Hydrogen Turbine | 0 | 0 | 0 | 0 | 0 | 0 | 0 | 0 | 0 | 0 | 0 | 0 | 0 | 0 | 0 | 0 | 0 | 0 | 0 | 0 | 0 | 0 | 0 | 0 | 0 | 0 | 0
NEM | Wind | 10055.738 | 16048.5785 | 16098.5845 | 18260.7916 | 22932.465 | 28251.3663 | 29577.3535 | 32112.772 | 33402.2456 | 36315.2789 | 38899.6625 | 39543.6536 | 41438.5959 | 42483.8829 | 46663.7573 | 46883.4085 | 47777.7497 | 48930.4426 | 49419.6572 | 51663.885 | 52815.7189 | 52578.3128 | 51928.3863 | 60393.9902 | 62793.0359 | 66434.6449 | 67277.0757
NEM | Solar PV | 9052.829 | 9912.9304 | 10778.0823 | 10778.0837 | 10778.0878 | 11289.6417 | 12395.1019 | 14621.8961 | 14921.5889 | 17995.809 | 20074.5146 | 21225.2871 | 21225.2871 | 21135.893 | 25567.4237 | 26380.015 | 35892.7006 | 40823.2746 | 46554.5793 | 55803.3431 | 59925.5975 | 60275.1278 | 60598.8161 | 64996.7051 | 64766.4473 | 68030.3644 | 71859.7777
NEM | Grid Battery | 1004.93 | 1004.9325 | 1429.7536 | 1429.7572 | 2060.2911 | 3296.365 | 3371.3652 | 3654.3529 | 3684.0096 | 6061.1593 | 6153.7395 | 6128.7395 | 6489.6288 | 6439.6288 | 6446.1785 | 6446.1786 | 9014.0054 | 9258.5277 | 13445.3695 | 16643.343 | 17182.1466 | 18470.1585 | 18035.339 | 18035.3371 | 17404.8039 | 18391.8832 | 18316.8837
NEM | Pumped Hydro | 810 | 810 | 1533.6658 | 1533.6665 | 3595.6253 | 3707.8391 | 3707.8396 | 3797.5095 | 3797.5096 | 4279.1149 | 4279.115 | 4545.0407 | 4689.8135 | 4689.8136 | 6368.7442 | 6368.7442 | 6939.5147 | 6939.5149 | 6939.5151 | 6939.5152 | 6939.5169 | 6943.3048 | 6943.3048 | 7698.1113 | 7698.1113 | 7698.1113 | 7698.1113
NEM | VPP | 318.73 | 623.03 | 1035.46 | 1538.9 | 2142.79 | 2807.6 | 3819.27 | 4674.27 | 5519.2001 | 6499.25 | 7698.5399 | 9010.2399 | 10339.3001 | 11714.6999 | 13054.31 | 14363.1999 | 15318.2998 | 16214.4898 | 16978.9203 | 17751.1898 | 18511.9699 | 19307.4097 | 20087.2598 | 20907.45 | 21712.49 | 22566.1805 | 23396.9398
Total excluding storage |  | 61647.706 | 69374.951 | 70451.0258 | 67986.6785 | 73934.7387 | 79543.3903 | 81006.5084 | 84653.8787 | 87117.6319 | 94776.8303 | 98038.2897 | 101268.6791 | 105742.2302 | 107638.5229 | 120581.0627 | 122922.1951 | 134108.5192 | 140786.4986 | 151958.8751 | 166836.1098 | 174451.5896 | 177643.6985 | 177017.9911 | 192317.1695 | 194076.4642 | 205499.9036 | 210408.5077
Region | Technology | 2023-24 | 2024-25 | 2025-26 | 2026-27 | 2027-28 | 2028-29 | 2029-30 | 2030-31 | 2031-32 | 2032-33 | 2033-34 | 2034-35 | 2035-36 | 2036-37 | 2037-38 | 2038-39 | 2039-40 | 2040-41 | 2041-42 | 2042-43 | 2043-44 | 2044-45 | 2045-46 | 2046-47 | 2047-48 | 2048-49 | 2049-50
NSW1 | Black Coal | 8330 | 8330 | 8330 | 5450 | 4130 | 3445 | 2760 | 2760 | 2760 | 2760 | 1390 | 1390 | 1390 | 1390 | 1390 | 1390 | 0 | 0 | 0 | 0 | 0 | 0 | 0 | 0 | 0 | 0 | 0
NSW1 | Brown Coal | 0 | 0 | 0 | 0 | 0 | 0 | 0 | 0 | 0 | 0 | 0 | 0 | 0 | 0 | 0 | 0 | 0 | 0 | 0 | 0 | 0 | 0 | 0 | 0 | 0 | 0 | 0
NSW1 | CCGT | 440 | 440 | 440 | 440 | 440 | 440 | 440 | 440 | 440 | 440 | 440 | 440 | 440 | 440 | 440 | 440 | 440 | 440 | 440 | 440 | 0 | 0 | 0 | 0 | 0 | 0 | 0
NSW1 | Gas - Steam | 0 | 0 | 0 | 0 | 0 | 0 | 0 | 0 | 0 | 0 | 0 | 0 | 0 | 0 | 0 | 0 | 0 | 0 | 0 | 0 | 0 | 0 | 0 | 0 | 0 | 0 | 0
NSW1 | OCGT / Diesel | 1888.999 | 2638.9994 | 2638.9994 | 2638.9994 | 2638.9994 | 2638.9994 | 2638.9994 | 2638.9994 | 2638.9994 | 2638.9994 | 2638.9994 | 2638.9994 | 2638.9994 | 2638.9994 | 3689.4652 | 3689.4652 | 3689.4652 | 3689.4652 | 3689.4652 | 3689.4652 | 3689.4656 | 3132.2443 | 3132.2443 | 3369.998 | 3369.998 | 3476.0335 | 3476.0335
NSW1 | Hydro | 2525 | 2525 | 2525 | 2525 | 2525 | 2525 | 2525 | 2525 | 2525 | 2525 | 2525 | 2525 | 2525 | 2525 | 2525 | 2525 | 2525 | 2525 | 2525 | 2525 | 2525 | 2525 | 2525 | 2525 | 2525 | 2525 | 2525
NSW1 | Hydrogen Turbine | 0 | 0 | 0 | 0 | 0 | 0 | 0 | 0 | 0 | 0 | 0 | 0 | 0 | 0 | 0 | 0 | 0 | 0 | 0 | 0 | 0 | 0 | 0 | 0 | 0 | 0 | 0
NSW1 | Wind | 1886.96 | 4664.4421 | 4714.4479 | 5592.2076 | 8804.1204 | 9578.0313 | 9775.8072 | 9856.1506 | 9856.1506 | 10943.4149 | 11549.5465 | 11698.6692 | 13148.8447 | 13378.9317 | 14298.9954 | 14096.5155 | 14099.6721 | 14044.8777 | 14156.0995 | 15125.4931 | 16113.1997 | 16113.2002 | 16256.376 | 17477.918 | 18401.6602 | 18928.0363 | 18814.8464
NSW1 | Solar PV | 3745.541 | 4459.6421 | 5324.7928 | 5324.7929 | 5324.7969 | 5752.2561 | 6830.4186 | 8300.2953 | 8300.2953 | 8686.2469 | 9821.4606 | 9821.4614 | 9821.4614 | 9853.0673 | 11165.7111 | 11490.8894 | 14119.5808 | 15704.616 | 17694.805 | 18900.82 | 19399.0983 | 19399.0983 | 19399.0983 | 20447.8767 | 20525.2679 | 21981.5926 | 23603.9779
NSW1 | Grid Battery | 50 | 50.0017 | 474.8226 | 474.8229 | 1105.3565 | 1479.3808 | 1554.3809 | 1554.3818 | 1554.3818 | 2252.7815 | 2252.7818 | 2252.7818 | 2279.5149 | 2229.5149 | 2229.5149 | 2229.5149 | 3412.9299 | 3412.9303 | 4162.6644 | 4577.9516 | 4577.9536 | 5160.3187 | 4735.4993 | 4735.5002 | 4104.9668 | 4667.1106 | 4592.1102
NSW1 | Pumped Hydro | 240 | 240 | 713.6646 | 713.6646 | 2775.6234 | 2775.6235 | 2775.6235 | 2775.6235 | 2775.6235 | 2775.6235 | 2775.6235 | 2775.6235 | 2775.6237 | 2775.6237 | 2775.6246 | 2775.6246 | 2775.6246 | 2775.6246 | 2775.6246 | 2775.6247 | 2775.6251 | 2775.6283 | 2775.6283 | 2775.6283 | 2775.6283 | 2775.6283 | 2775.6283
NSW1 | VPP | 97.18 | 193.89 | 321.47 | 477.31 | 663.94 | 884.26 | 1223.6 | 1508.4199 | 1818.1601 | 2178.94 | 2618.45 | 3090.16 | 3561.6901 | 4049.33 | 4508.48 | 4960.7201 | 5286.7 | 5588.1199 | 5842.6702 | 6109.57 | 6370.5701 | 6645.5899 | 6914.0398 | 7197.4098 | 7473.8901 | 7766.0502 | 8050.0099
Total excluding storage |  | 19203.68 | 23541.9753 | 25483.1974 | 23636.7975 | 28407.8366 | 29518.5511 | 30523.8295 | 32358.8705 | 32668.6107 | 35201.0063 | 36011.8618 | 36632.6953 | 38581.1343 | 39280.4671 | 43022.7912 | 43597.7297 | 46348.9726 | 48180.6337 | 51286.3289 | 54143.9245 | 55450.9124 | 55751.0795 | 55737.8859 | 58529.331 | 59176.4113 | 62119.4515 | 63837.6061
Region | Technology | 2023-24 | 2024-25 | 2025-26 | 2026-27 | 2027-28 | 2028-29 | 2029-30 | 2030-31 | 2031-32 | 2032-33 | 2033-34 | 2034-35 | 2035-36 | 2036-37 | 2037-38 | 2038-39 | 2039-40 | 2040-41 | 2041-42 | 2042-43 | 2043-44 | 2044-45 | 2045-46 | 2046-47 | 2047-48 | 2048-49 | 2049-50
QLD1 | Black Coal | 8126 | 8126 | 7426 | 6726 | 6026 | 4832 | 4552 | 3152 | 3152 | 2422 | 1692 | 1692 | 1692 | 1692 | 1692 | 1692 | 852 | 426 | 426 | 0 | 0 | 0 | 0 | 0 | 0 | 0 | 0
QLD1 | Brown Coal | 0 | 0 | 0 | 0 | 0 | 0 | 0 | 0 | 0 | 0 | 0 | 0 | 0 | 0 | 0 | 0 | 0 | 0 | 0 | 0 | 0 | 0 | 0 | 0 | 0 | 0 | 0
QLD1 | CCGT | 1597.9 | 1597.9 | 1597.9 | 1597.9 | 1597.9 | 1597.9 | 1597.9 | 1597.9 | 1597.9 | 1597.9 | 1597.9 | 1597.9 | 1597.9 | 1212.9 | 1212.9 | 1212.9 | 1068.5 | 1068.5 | 1068.5 | 1068.5 | 1068.5 | 1068.5 | 424 | 180 | 180 | 180 | 180
QLD1 | Gas - Steam | 0 | 0 | 0 | 0 | 0 | 0 | 0 | 0 | 0 | 0 | 0 | 0 | 0 | 0 | 0 | 0 | 0 | 0 | 0 | 0 | 0 | 0 | 0 | 0 | 0 | 0 | 0
QLD1 | OCGT / Diesel | 1954.5 | 1954.5 | 1954.5 | 1954.5 | 1954.5 | 2158.5986 | 2158.5986 | 2158.5986 | 2158.5986 | 2158.5986 | 1735.0986 | 1618.0986 | 1618.0986 | 1618.0986 | 2368.6218 | 2368.6218 | 2368.6218 | 2368.6218 | 2368.6218 | 2368.6218 | 2368.6218 | 2368.6218 | 2368.6218 | 3389.5588 | 3389.5588 | 5960.6669 | 5441.6669
QLD1 | Hydro | 152.4 | 152.4 | 152.4 | 152.4 | 152.4 | 152.4 | 152.4 | 152.4 | 152.4 | 152.4 | 152.4 | 152.4 | 152.4 | 152.4 | 66 | 66 | 66 | 66 | 66 | 0 | 0 | 0 | 0 | 0 | 0 | 0 | 0
QLD1 | Hydrogen Turbine | 0 | 0 | 0 | 0 | 0 | 0 | 0 | 0 | 0 | 0 | 0 | 0 | 0 | 0 | 0 | 0 | 0 | 0 | 0 | 0 | 0 | 0 | 0 | 0 | 0 | 0 | 0
QLD1 | Wind | 1133.518 | 2421.0441 | 2421.0441 | 2944.0227 | 4106.5189 | 7066.7921 | 7137.9354 | 8751.3938 | 8766.8333 | 10046.4271 | 11390.416 | 11410.6179 | 11410.6179 | 11410.618 | 13355.5365 | 13355.5365 | 13355.5365 | 13607.1819 | 13985.1748 | 14701.5867 | 15286.0622 | 14833.0622 | 14789.8622 | 19061.1535 | 19634.7118 | 21483.745 | 21497.7286
QLD1 | Solar PV | 3646.985 | 3792.985 | 3792.9855 | 3792.9857 | 3792.9857 | 3877.0804 | 3904.3781 | 4661.2943 | 4967.1069 | 6141.2018 | 7084.6937 | 7944.7255 | 7944.7255 | 7823.7255 | 9856.9134 | 10344.3263 | 16840.829 | 19499.2343 | 19831.4502 | 27440.6495 | 27275.4324 | 27074.3324 | 27436.5032 | 30486.0479 | 30163.1212 | 31112.0629 | 33360.267
QLD1 | Grid Battery | 100 | 100.0001 | 100.0002 | 100.0004 | 100.0005 | 962.0502 | 962.0502 | 1205.6484 | 1235.3049 | 2247.2068 | 2395.1167 | 2395.1167 | 2395.1167 | 2395.1167 | 2395.1167 | 2395.1168 | 3779.5285 | 3779.5285 | 5107.7968 | 7890.4831 | 7890.4831 | 7890.483 | 7890.483 | 7890.4829 | 7890.4829 | 8315.4183 | 8315.4183
QLD1 | Pumped Hydro | 570 | 570 | 820.0003 | 820.0004 | 820.0005 | 932.214 | 932.214 | 932.214 | 932.214 | 932.214 | 932.214 | 1198.1398 | 1198.1398 | 1198.1398 | 2815.9102 | 2815.9102 | 3386.6806 | 3386.6806 | 3386.6806 | 3386.6806 | 3386.6806 | 3386.6806 | 3386.6806 | 4141.487 | 4141.487 | 4141.487 | 4141.487
QLD1 | VPP | 70.65 | 151.98 | 266.91 | 406.55 | 573.37 | 775 | 1088.95 | 1359.6801 | 1609.11 | 1901.09 | 2255.9299 | 2641.22 | 3035.73 | 3438.95 | 3828.0601 | 4218.1699 | 4496.1499 | 4751.3198 | 4961.6001 | 5182.0498 | 5399.3799 | 5623.0098 | 5842.4302 | 6071.3901 | 6296.3501 | 6536.04 | 6765.5898
Total excluding storage |  | 17351.953 | 18866.8092 | 18531.74 | 18494.3593 | 19123.6756 | 22354.0352 | 22486.4262 | 23971.1292 | 24571.4678 | 27599.0384 | 29235.769 | 30650.2185 | 31044.7286 | 30941.9486 | 37591.0586 | 38468.5814 | 46213.8463 | 48953.0669 | 51201.8243 | 62038.5715 | 62675.16 | 62244.6898 | 62138.581 | 71220.1203 | 71695.7119 | 77729.4201 | 79702.1576
Region | Technology | 2023-24 | 2024-25 | 2025-26 | 2026-27 | 2027-28 | 2028-29 | 2029-30 | 2030-31 | 2031-32 | 2032-33 | 2033-34 | 2034-35 | 2035-36 | 2036-37 | 2037-38 | 2038-39 | 2039-40 | 2040-41 | 2041-42 | 2042-43 | 2043-44 | 2044-45 | 2045-46 | 2046-47 | 2047-48 | 2048-49 | 2049-50
VIC1 | Black Coal | 0 | 0 | 0 | 0 | 0 | 0 | 0 | 0 | 0 | 0 | 0 | 0 | 0 | 0 | 0 | 0 | 0 | 0 | 0 | 0 | 0 | 0 | 0 | 0 | 0 | 0 | 0
VIC1 | Brown Coal | 4820 | 4820 | 4120 | 3370 | 3370 | 2810 | 1720 | 1160 | 1160 | 0 | 0 | 0 | 0 | 0 | 0 | 0 | 0 | 0 | 0 | 0 | 0 | 0 | 0 | 0 | 0 | 0 | 0
VIC1 | CCGT | 0 | 0 | 0 | 0 | 0 | 0 | 0 | 0 | 0 | 0 | 0 | 0 | 0 | 0 | 0 | 0 | 0 | 0 | 0 | 0 | 0 | 0 | 0 | 0 | 0 | 0 | 0
VIC1 | Gas - Steam | 500 | 500 | 500 | 500 | 500 | 500 | 500 | 500 | 500 | 500 | 500 | 500 | 500 | 500 | 500 | 500 | 0 | 0 | 0 | 0 | 0 | 0 | 0 | 0 | 0 | 0 | 0
VIC1 | OCGT / Diesel | 1900 | 1900.0001 | 1900.0001 | 1900.0001 | 1900.0001 | 1900.0001 | 1900.0001 | 1900.0001 | 1900.0001 | 1900.0001 | 1730.0001 | 1730.0001 | 2553.8858 | 2553.8858 | 2674.3118 | 2674.3118 | 2234.3118 | 2234.3118 | 2234.8963 | 2140.8964 | 3234.6141 | 4994.58 | 4994.58 | 4994.58 | 4410.58 | 4410.58 | 4410.58
VIC1 | Hydro | 2264.02 | 2264.02 | 2264.02 | 2264.02 | 2264.02 | 2264.02 | 2264.02 | 2264.02 | 2264.02 | 2264.02 | 2264.02 | 2264.02 | 2264.02 | 2264.02 | 2264.02 | 2264.02 | 2264.02 | 2264.02 | 2264.02 | 2264.02 | 2264.02 | 2264.02 | 2264.02 | 2264.02 | 2264.02 | 2264.02 | 2264.02
VIC1 | Hydrogen Turbine | 0 | 0 | 0 | 0 | 0 | 0 | 0 | 0 | 0 | 0 | 0 | 0 | 0 | 0 | 0 | 0 | 0 | 0 | 0 | 0 | 0 | 0 | 0 | 0 | 0 | 0 | 0
VIC1 | Wind | 4121.91 | 5003.3236 | 5003.3236 | 5388.7027 | 5663.889 | 6488.7035 | 6958.1251 | 7596.1917 | 7996.1917 | 8396.1918 | 9010.3586 | 9485.025 | 10151.6918 | 11151.6918 | 12084.4924 | 12664.4924 | 13664.4924 | 14435.6424 | 14435.6424 | 14547.028 | 14248.0295 | 13936.0295 | 13529.326 | 15298.2222 | 15539.7019 | 16248.0309 | 17026.7854
VIC1 | Solar PV | 1081.573 | 1081.5732 | 1081.5732 | 1081.574 | 1081.5742 | 1081.5742 | 1081.5742 | 1081.5747 | 1081.5749 | 2174.4616 | 2174.4616 | 2174.4617 | 2174.4617 | 2174.4617 | 2189.4063 | 2189.4063 | 2495.1251 | 2495.1251 | 3538.6841 | 3933.078 | 5409.2102 | 5771.9588 | 5740.8564 | 5781.1677 | 5875.6453 | 6261.7778 | 6125.8234
VIC1 | Grid Battery | 375.33 | 375.3304 | 375.3304 | 375.3329 | 375.3329 | 375.3329 | 375.3329 | 444.7099 | 444.7099 | 578.9138 | 523.5838 | 523.5838 | 554.938 | 554.938 | 554.938 | 554.938 | 554.938 | 577.4575 | 1596.2737 | 1596.2737 | 1778.8511 | 2175.4579 | 2175.4579 | 2175.4556 | 2175.4556 | 2175.4557 | 2175.4562
VIC1 | Pumped Hydro | 0 | 0 | 0.00026034 | 0.0006028 | 0.00060531 | 0.00060753 | 0.00061051 | 0.00092338 | 0.00092404 | 0.00092717 | 0.00092959 | 0.0009321 | 0.0012669 | 0.001271 | 0.0019587 | 0.0019609 | 0.0019653 | 0.0021228 | 0.0022504 | 0.0022611 | 0.0034662 | 0.0034741 | 0.0034802 | 0.0034853 | 0.003489 | 0.0035019 | 0.003511
VIC1 | VPP | 55.8 | 137.17 | 254.76 | 407.72 | 597.23 | 772.53 | 1024.9 | 1224.19 | 1402.07 | 1599.26 | 1857.38 | 2156.22 | 2463.1699 | 2788.1399 | 3128.7199 | 3444.1299 | 3686.7299 | 3923.1 | 4132.3601 | 4321.16 | 4507.69 | 4703.0901 | 4895.4999 | 5098.49 | 5298.7098 | 5511.8401 | 5721.1202
Total excluding storage |  | 15118.633 | 16081.4173 | 15499.0075 | 15287.3504 | 15752.0468 | 16192.1613 | 15823.953 | 16170.6874 | 16748.5675 | 17412.8483 | 18059.805 | 18833.3116 | 20662.1685 | 21987.1385 | 23395.8904 | 24291.3004 | 24899.6192 | 25929.6589 | 28201.8789 | 28802.4583 | 31442.4183 | 33845.1397 | 33599.7436 | 35611.939 | 35564.1162 | 36871.708 | 37723.7887
Region | Technology | 2023-24 | 2024-25 | 2025-26 | 2026-27 | 2027-28 | 2028-29 | 2029-30 | 2030-31 | 2031-32 | 2032-33 | 2033-34 | 2034-35 | 2035-36 | 2036-37 | 2037-38 | 2038-39 | 2039-40 | 2040-41 | 2041-42 | 2042-43 | 2043-44 | 2044-45 | 2045-46 | 2046-47 | 2047-48 | 2048-49 | 2049-50
SA1 | Black Coal | 0 | 0 | 0 | 0 | 0 | 0 | 0 | 0 | 0 | 0 | 0 | 0 | 0 | 0 | 0 | 0 | 0 | 0 | 0 | 0 | 0 | 0 | 0 | 0 | 0 | 0 | 0
SA1 | Brown Coal | 0 | 0 | 0 | 0 | 0 | 0 | 0 | 0 | 0 | 0 | 0 | 0 | 0 | 0 | 0 | 0 | 0 | 0 | 0 | 0 | 0 | 0 | 0 | 0 | 0 | 0 | 0
SA1 | CCGT | 709 | 529 | 529 | 529 | 529 | 529 | 529 | 529 | 529 | 529 | 529 | 529 | 529 | 529 | 0 | 0 | 0 | 0 | 0 | 0 | 0 | 0 | 0 | 0 | 0 | 0 | 0
SA1 | Gas - Steam | 800 | 800 | 800 | 0 | 0 | 0 | 0 | 0 | 0 | 0 | 0 | 0 | 0 | 0 | 0 | 0 | 0 | 0 | 0 | 0 | 0 | 0 | 0 | 0 | 0 | 0 | 0
SA1 | OCGT / Diesel | 1460.66 | 1460.66 | 1460.66 | 1460.66 | 1460.66 | 1460.66 | 1460.66 | 1078.16 | 1078.16 | 801.3001 | 801.3001 | 801.3001 | 721.3006 | 721.3006 | 721.3297 | 721.3297 | 721.3297 | 721.3297 | 721.3297 | 721.3297 | 1109.4176 | 899.4176 | 899.4176 | 745.4176 | 745.4176 | 745.4176 | 745.4176
SA1 | Hydro | 0 | 0 | 0 | 0 | 0 | 0 | 0 | 0 | 0 | 0 | 0 | 0 | 0 | 0 | 0 | 0 | 0 | 0 | 0 | 0 | 0 | 0 | 0 | 0 | 0 | 0 | 0
SA1 | Hydrogen Turbine | 0 | 0 | 0 | 0 | 0 | 0 | 0 | 0 | 0 | 0 | 0 | 0 | 0 | 0 | 0 | 0 | 0 | 0 | 0 | 0 | 0 | 0 | 0 | 0 | 0 | 0 | 0
SA1 | Wind | 2349.75 | 2784.2768 | 2784.2768 | 3098.5785 | 3065.5785 | 3766.272 | 3893.7055 | 4036.9297 | 4036.9297 | 4182.613 | 4202.7094 | 4202.7094 | 3980.8094 | 3796.0094 | 4178.101 | 4019.1011 | 3773.0703 | 3890.81 | 3890.81 | 4337.8466 | 4216.4969 | 4888.0902 | 4544.8914 | 5748.7659 | 6409.0313 | 6966.902 | 7129.7848
SA1 | Solar PV | 578.73 | 578.7302 | 578.7309 | 578.731 | 578.731 | 578.731 | 578.731 | 578.7317 | 572.6117 | 993.8982 | 993.8982 | 1284.6379 | 1284.6379 | 1284.6379 | 2355.3924 | 2355.3925 | 2437.1631 | 2974.2989 | 5339.6394 | 5378.7951 | 7691.8562 | 7879.7376 | 7872.3576 | 8131.6123 | 8052.4123 | 8524.9302 | 8619.7085
SA1 | Grid Battery | 479.6 | 479.6002 | 479.6003 | 479.6008 | 479.6008 | 479.6008 | 479.6008 | 449.612 | 449.612 | 982.2557 | 982.2557 | 957.2557 | 1260.0577 | 1260.0577 | 1266.6074 | 1266.6074 | 1266.6075 | 1488.6099 | 2578.6328 | 2578.6329 | 2934.8568 | 3243.8964 | 3233.8963 | 3233.8958 | 3233.8958 | 3233.8959 | 3233.8959
SA1 | Pumped Hydro | 0 | 0 | 0.00014446 | 0.00024246 | 0.00024328 | 0.00024388 | 0.00034697 | 0.00043216 | 0.00043286 | 0.00044265 | 0.00044669 | 0.00045015 | 0.000533 | 0.00053569 | 0.00068806 | 0.00069002 | 0.00069488 | 0.00074967 | 0.00083287 | 0.00084384 | 0.00088092 | 0.0010722 | 0.0010738 | 0.0010752 | 0.0010776 | 0.0010814 | 0.0010922
SA1 | VPP | 88.62 | 126.93 | 170.25 | 214.27 | 262.04 | 314.13 | 396.52 | 477.31 | 565.27 | 670.98 | 790.06 | 915.3 | 1040.16 | 1167.34 | 1287.02 | 1406.9399 | 1492.74 | 1574.29 | 1645.8199 | 1722.14 | 1798.65 | 1879.62 | 1959.37 | 2043.49 | 2126.73 | 2214.3501 | 2301.9099
Total excluding storage |  | 6466.36 | 6759.1971 | 6802.5182 | 6360.8405 | 6375.6105 | 7128.3941 | 7338.2176 | 7149.7438 | 7231.5839 | 8160.0475 | 8299.2238 | 8690.2035 | 8815.9662 | 8758.3461 | 9808.4512 | 9769.3713 | 9690.9113 | 10649.3393 | 14176.2327 | 14738.7451 | 17751.2784 | 18790.7628 | 18509.934 | 19903.1826 | 20567.4881 | 21685.4969 | 22030.7178
Region | Technology | 2023-24 | 2024-25 | 2025-26 | 2026-27 | 2027-28 | 2028-29 | 2029-30 | 2030-31 | 2031-32 | 2032-33 | 2033-34 | 2034-35 | 2035-36 | 2036-37 | 2037-38 | 2038-39 | 2039-40 | 2040-41 | 2041-42 | 2042-43 | 2043-44 | 2044-45 | 2045-46 | 2046-47 | 2047-48 | 2048-49 | 2049-50
TAS1 | Black Coal | 0 | 0 | 0 | 0 | 0 | 0 | 0 | 0 | 0 | 0 | 0 | 0 | 0 | 0 | 0 | 0 | 0 | 0 | 0 | 0 | 0 | 0 | 0 | 0 | 0 | 0 | 0
TAS1 | Brown Coal | 0 | 0 | 0 | 0 | 0 | 0 | 0 | 0 | 0 | 0 | 0 | 0 | 0 | 0 | 0 | 0 | 0 | 0 | 0 | 0 | 0 | 0 | 0 | 0 | 0 | 0 | 0
TAS1 | CCGT | 208 | 208 | 208 | 208 | 208 | 208 | 208 | 208 | 208 | 208 | 208 | 208 | 208 | 208 | 208 | 208 | 208 | 208 | 208 | 208 | 208 | 208 | 208 | 208 | 208 | 208 | 208
TAS1 | Gas - Steam | 0 | 0 | 0 | 0 | 0 | 0 | 0 | 0 | 0 | 0 | 0 | 0 | 0 | 0 | 0 | 0 | 0 | 0 | 0 | 0 | 0 | 0 | 0 | 0 | 0 | 0 | 0
TAS1 | OCGT / Diesel | 178 | 178 | 178 | 178 | 178 | 178 | 178 | 178 | 178 | 178 | 178.0001 | 178.0001 | 178.0003 | 178.0003 | 178.0005 | 178.0005 | 178.0005 | 58.0005 | 58.0007 | 58.0007 | 58.0007 | 58.0014 | 58.0014 | 58.0014 | 58.0014 | 58.0014 | 58.0014
TAS1 | Hydro | 2551 | 2551 | 2551 | 2551 | 2551 | 2551 | 2551 | 2551 | 2551 | 2551 | 2551 | 2551 | 2551 | 2551 | 2551 | 2551 | 2551 | 2551 | 2551 | 2551 | 2551 | 2551 | 2551 | 2551 | 2551 | 2551 | 2551
TAS1 | Hydrogen Turbine | 0 | 0 | 0 | 0 | 0 | 0 | 0 | 0 | 0 | 0 | 0 | 0 | 0 | 0 | 0 | 0 | 0 | 0 | 0 | 0 | 0 | 0 | 0 | 0 | 0 | 0 | 0
TAS1 | Wind | 563.6 | 1175.492 | 1175.4921 | 1237.2801 | 1292.3582 | 1351.5674 | 1811.7804 | 1872.1061 | 2746.1402 | 2746.632 | 2746.632 | 2746.632 | 2746.632 | 2746.632 | 2746.632 | 2747.763 | 2884.9784 | 2951.9306 | 2951.9306 | 2951.9306 | 2951.9306 | 2807.9306 | 2807.9306 | 2807.9306 | 2807.9306 | 2807.9306 | 2807.9306
TAS1 | Solar PV | 0 | 0 | 0 | 0 | 0 | 0 | 0 | 0.0001282 | 0.00012851 | 0.0004249 | 0.00042699 | 0.00047345 | 0.00047403 | 0.00047605 | 0.0005249 | 0.00056786 | 0.0025713 | 150.0004 | 150.0004 | 150.0004 | 150.0005 | 150.0006 | 150.0006 | 150.0007 | 150.0007 | 150.0009 | 150.0009
TAS1 | Grid Battery | 0 | 0.00011302 | 0.00014115 | 0.00016587 | 0.0003265 | 0.00032742 | 0.00041757 | 0.00087843 | 0.00098952 | 0.0014314 | 0.001436 | 0.0014386 | 0.0014451 | 0.001451 | 0.0014943 | 0.0015029 | 0.0015097 | 0.0015196 | 0.0017448 | 0.0017533 | 0.0018573 | 0.0025926 | 0.0025547 | 0.0025412 | 0.0027362 | 0.0028272 | 0.0030962
TAS1 | Pumped Hydro | 0 | 0 | 0.00047523 | 0.00053719 | 0.0006413 | 0.00072984 | 0.0011585 | 89.6707 | 89.6707 | 571.276 | 571.276 | 571.276 | 716.0483 | 716.0483 | 777.2068 | 777.2068 | 777.2068 | 777.2068 | 777.2068 | 777.2068 | 777.2068 | 780.9914 | 780.9914 | 780.9914 | 780.9914 | 780.9914 | 780.9914
TAS1 | VPP | 6.48 | 13.06 | 22.07 | 33.05 | 46.21 | 61.68 | 85.3 | 104.67 | 124.59 | 148.98 | 176.72 | 207.34 | 238.55 | 270.94 | 302.03 | 333.24 | 355.98 | 377.66 | 396.47 | 416.27 | 435.68 | 456.1 | 475.92 | 496.67 | 516.81 | 537.9 | 558.31
Total excluding storage |  | 3507.08 | 4125.5521 | 4134.5627 | 4207.3308 | 4275.5692 | 4350.2485 | 4834.082 | 5003.4478 | 5897.402 | 6403.8899 | 6431.63 | 6462.2501 | 6638.2325 | 6670.6226 | 6762.8713 | 6795.2124 | 6955.1698 | 7073.7998 | 7092.6103 | 7112.4103 | 7131.8204 | 7012.0266 | 7031.8466 | 7052.5966 | 7072.7368 | 7093.8271 | 7114.2374
Explicitly modelled pumping
Region | Technology | 2023-24 | 2024-25 | 2025-26 | 2026-27 | 2027-28 | 2028-29 | 2029-30 | 2030-31 | 2031-32 | 2032-33 | 2033-34 | 2034-35 | 2035-36 | 2036-37 | 2037-38 | 2038-39 | 2039-40 | 2040-41 | 2041-42 | 2042-43 | 2043-44 | 2044-45 | 2045-46 | 2046-47 | 2047-48 | 2048-49 | 2049-50
NEM | Grid Battery pump | 954.93 | 954.9325 | 1379.7536 | 1379.7572 | 2010.2911 | 3246.365 | 3321.3652 | 3604.3529 | 3634.0096 | 6011.1593 | 6103.7395 | 6078.7395 | 6439.6288 | 6389.6288 | 6396.1785 | 6396.1786 | 8964.0054 | 9208.5277 | 13395.3695 | 16593.343 | 17132.1466 | 18420.1585 | 17985.339 | 17985.3371 | 17354.8039 | 18341.8832 | 18266.8837
NEM | Pumped Hydro Pump | 1310 | 1310 | 2033.6658 | 2033.6665 | 4095.6253 | 4207.8391 | 4207.8396 | 4297.5095 | 4297.5096 | 4779.1149 | 4779.115 | 5045.0407 | 5189.8135 | 5189.8136 | 6868.7442 | 6868.7442 | 7439.5147 | 7439.5149 | 7439.5151 | 7439.5152 | 7439.5169 | 7443.3048 | 7443.3048 | 8198.1113 | 8198.1113 | 8198.1113 | 8198.1113
NEM | VPP pump | 318.73 | 623.03 | 1035.46 | 1538.9 | 2142.79 | 2807.6 | 3819.27 | 4674.27 | 5519.2001 | 6499.25 | 7698.5399 | 9010.2399 | 10339.3001 | 11714.6999 | 13054.31 | 14363.1999 | 15318.2998 | 16214.4898 | 16978.9203 | 17751.1898 | 18511.9699 | 19307.4097 | 20087.2598 | 20907.45 | 21712.49 | 22566.1805 | 23396.9398
Region | Technology | 2023-24 | 2024-25 | 2025-26 | 2026-27 | 2027-28 | 2028-29 | 2029-30 | 2030-31 | 2031-32 | 2032-33 | 2033-34 | 2034-35 | 2035-36 | 2036-37 | 2037-38 | 2038-39 | 2039-40 | 2040-41 | 2041-42 | 2042-43 | 2043-44 | 2044-45 | 2045-46 | 2046-47 | 2047-48 | 2048-49 | 2049-50
NSW1 | Grid Battery pump | 50 | 50.0017 | 474.8226 | 474.8229 | 1105.3565 | 1479.3808 | 1554.3809 | 1554.3818 | 1554.3818 | 2252.7815 | 2252.7818 | 2252.7818 | 2279.5149 | 2229.5149 | 2229.5149 | 2229.5149 | 3412.9299 | 3412.9303 | 4162.6644 | 4577.9516 | 4577.9536 | 5160.3187 | 4735.4993 | 4735.5002 | 4104.9668 | 4667.1106 | 4592.1102
NSW1 | Pumped Hydro Pump | 840 | 840 | 1313.6646 | 1313.6646 | 3375.6234 | 3375.6235 | 3375.6235 | 3375.6235 | 3375.6235 | 3375.6235 | 3375.6235 | 3375.6235 | 3375.6237 | 3375.6237 | 3375.6246 | 3375.6246 | 3375.6246 | 3375.6246 | 3375.6246 | 3375.6247 | 3375.6251 | 3375.6283 | 3375.6283 | 3375.6283 | 3375.6283 | 3375.6283 | 3375.6283
NSW1 | VPP pump | 97.18 | 193.89 | 321.47 | 477.31 | 663.94 | 884.26 | 1223.6 | 1508.4199 | 1818.1601 | 2178.94 | 2618.45 | 3090.16 | 3561.6901 | 4049.33 | 4508.48 | 4960.7201 | 5286.7 | 5588.1199 | 5842.6702 | 6109.57 | 6370.5701 | 6645.5899 | 6914.0398 | 7197.4098 | 7473.8901 | 7766.0502 | 8050.0099
Region | Technology | 2023-24 | 2024-25 | 2025-26 | 2026-27 | 2027-28 | 2028-29 | 2029-30 | 2030-31 | 2031-32 | 2032-33 | 2033-34 | 2034-35 | 2035-36 | 2036-37 | 2037-38 | 2038-39 | 2039-40 | 2040-41 | 2041-42 | 2042-43 | 2043-44 | 2044-45 | 2045-46 | 2046-47 | 2047-48 | 2048-49 | 2049-50
QLD1 | Grid Battery pump | 100 | 100.0001 | 100.0002 | 100.0004 | 100.0005 | 962.0502 | 962.0502 | 1205.6484 | 1235.3049 | 2247.2068 | 2395.1167 | 2395.1167 | 2395.1167 | 2395.1167 | 2395.1167 | 2395.1168 | 3779.5285 | 3779.5285 | 5107.7968 | 7890.4831 | 7890.4831 | 7890.483 | 7890.483 | 7890.4829 | 7890.4829 | 8315.4183 | 8315.4183
QLD1 | Pumped Hydro Pump | 470 | 470 | 720.0003 | 720.0004 | 720.0005 | 832.214 | 832.214 | 832.214 | 832.214 | 832.214 | 832.214 | 1098.1398 | 1098.1398 | 1098.1398 | 2715.9102 | 2715.9102 | 3286.6806 | 3286.6806 | 3286.6806 | 3286.6806 | 3286.6806 | 3286.6806 | 3286.6806 | 4041.487 | 4041.487 | 4041.487 | 4041.487
QLD1 | VPP pump | 70.65 | 151.98 | 266.91 | 406.55 | 573.37 | 775 | 1088.95 | 1359.6801 | 1609.11 | 1901.09 | 2255.9299 | 2641.22 | 3035.73 | 3438.95 | 3828.0601 | 4218.1699 | 4496.1499 | 4751.3198 | 4961.6001 | 5182.0498 | 5399.3799 | 5623.0098 | 5842.4302 | 6071.3901 | 6296.3501 | 6536.04 | 6765.5898
Region | Technology | 2023-24 | 2024-25 | 2025-26 | 2026-27 | 2027-28 | 2028-29 | 2029-30 | 2030-31 | 2031-32 | 2032-33 | 2033-34 | 2034-35 | 2035-36 | 2036-37 | 2037-38 | 2038-39 | 2039-40 | 2040-41 | 2041-42 | 2042-43 | 2043-44 | 2044-45 | 2045-46 | 2046-47 | 2047-48 | 2048-49 | 2049-50
VIC1 | Grid Battery pump | 375.33 | 375.3304 | 375.3304 | 375.3329 | 375.3329 | 375.3329 | 375.3329 | 444.7099 | 444.7099 | 578.9138 | 523.5838 | 523.5838 | 554.938 | 554.938 | 554.938 | 554.938 | 554.938 | 577.4575 | 1596.2737 | 1596.2737 | 1778.8511 | 2175.4579 | 2175.4579 | 2175.4556 | 2175.4556 | 2175.4557 | 2175.4562
VIC1 | Pumped Hydro Pump | 0 | 0 | 0.00026034 | 0.0006028 | 0.00060531 | 0.00060753 | 0.00061051 | 0.00092338 | 0.00092404 | 0.00092717 | 0.00092959 | 0.0009321 | 0.0012669 | 0.001271 | 0.0019587 | 0.0019609 | 0.0019653 | 0.0021228 | 0.0022504 | 0.0022611 | 0.0034662 | 0.0034741 | 0.0034802 | 0.0034853 | 0.003489 | 0.0035019 | 0.003511
VIC1 | VPP pump | 55.8 | 137.17 | 254.76 | 407.72 | 597.23 | 772.53 | 1024.9 | 1224.19 | 1402.07 | 1599.26 | 1857.38 | 2156.22 | 2463.1699 | 2788.1399 | 3128.7199 | 3444.1299 | 3686.7299 | 3923.1 | 4132.3601 | 4321.16 | 4507.69 | 4703.0901 | 4895.4999 | 5098.49 | 5298.7098 | 5511.8401 | 5721.1202
Region | Technology | 2023-24 | 2024-25 | 2025-26 | 2026-27 | 2027-28 | 2028-29 | 2029-30 | 2030-31 | 2031-32 | 2032-33 | 2033-34 | 2034-35 | 2035-36 | 2036-37 | 2037-38 | 2038-39 | 2039-40 | 2040-41 | 2041-42 | 2042-43 | 2043-44 | 2044-45 | 2045-46 | 2046-47 | 2047-48 | 2048-49 | 2049-50
SA1 | Grid Battery pump | 429.6 | 429.6002 | 429.6003 | 429.6008 | 429.6008 | 429.6008 | 429.6008 | 399.612 | 399.612 | 932.2557 | 932.2557 | 907.2557 | 1210.0577 | 1210.0577 | 1216.6074 | 1216.6074 | 1216.6075 | 1438.6099 | 2528.6328 | 2528.6329 | 2884.8568 | 3193.8964 | 3183.8963 | 3183.8958 | 3183.8958 | 3183.8959 | 3183.8959
SA1 | Pumped Hydro Pump | 0 | 0 | 0.00014446 | 0.00024246 | 0.00024328 | 0.00024388 | 0.00034697 | 0.00043216 | 0.00043286 | 0.00044265 | 0.00044669 | 0.00045015 | 0.000533 | 0.00053569 | 0.00068806 | 0.00069002 | 0.00069488 | 0.00074967 | 0.00083287 | 0.00084384 | 0.00088092 | 0.0010722 | 0.0010738 | 0.0010752 | 0.0010776 | 0.0010814 | 0.0010922
SA1 | VPP pump | 88.62 | 126.93 | 170.25 | 214.27 | 262.04 | 314.13 | 396.52 | 477.31 | 565.27 | 670.98 | 790.06 | 915.3 | 1040.16 | 1167.34 | 1287.02 | 1406.9399 | 1492.74 | 1574.29 | 1645.8199 | 1722.14 | 1798.65 | 1879.62 | 1959.37 | 2043.49 | 2126.73 | 2214.3501 | 2301.9099
Region | Technology | 2023-24 | 2024-25 | 2025-26 | 2026-27 | 2027-28 | 2028-29 | 2029-30 | 2030-31 | 2031-32 | 2032-33 | 2033-34 | 2034-35 | 2035-36 | 2036-37 | 2037-38 | 2038-39 | 2039-40 | 2040-41 | 2041-42 | 2042-43 | 2043-44 | 2044-45 | 2045-46 | 2046-47 | 2047-48 | 2048-49 | 2049-50
TAS1 | Grid Battery pump | 0 | 0.00011302 | 0.00014115 | 0.00016587 | 0.0003265 | 0.00032742 | 0.00041757 | 0.00087843 | 0.00098952 | 0.0014314 | 0.001436 | 0.0014386 | 0.0014451 | 0.001451 | 0.0014943 | 0.0015029 | 0.0015097 | 0.0015196 | 0.0017448 | 0.0017533 | 0.0018573 | 0.0025926 | 0.0025547 | 0.0025412 | 0.0027362 | 0.0028272 | 0.0030962
TAS1 | Pumped Hydro Pump | 0 | 0 | 0.00047523 | 0.00053719 | 0.0006413 | 0.00072984 | 0.0011585 | 89.6707 | 89.6707 | 571.276 | 571.276 | 571.276 | 716.0483 | 716.0483 | 777.2068 | 777.2068 | 777.2068 | 777.2068 | 777.2068 | 777.2068 | 777.2068 | 780.9914 | 780.9914 | 780.9914 | 780.9914 | 780.9914 | 780.9914
TAS1 | VPP pump | 6.48 | 13.06 | 22.07 | 33.05 | 46.21 | 61.68 | 85.3 | 104.67 | 124.59 | 148.98 | 176.72 | 207.34 | 238.55 | 270.94 | 302.03 | 333.24 | 355.98 | 377.66 | 396.47 | 416.27 | 435.68 | 456.1 | 475.92 | 496.67 | 516.81 | 537.9 | 558.31
Non-controllable capacity
Region | Technology | 2023-24 | 2024-25 | 2025-26 | 2026-27 | 2027-28 | 2028-29 | 2029-30 | 2030-31 | 2031-32 | 2032-33 | 2033-34 | 2034-35 | 2035-36 | 2036-37 | 2037-38 | 2038-39 | 2039-40 | 2040-41 | 2041-42 | 2042-43 | 2043-44 | 2044-45 | 2045-46 | 2046-47 | 2047-48 | 2048-49 | 2049-50
NEM | Distributed PV | 21305.3199 | 23783.7875 | 26307.9402 | 28683.0656 | 30997.3311 | 33056.1738 | 35131.4286 | 37225.1411 | 39139.2597 | 41092.1585 | 43056.1697 | 44973.918 | 46776.6488 | 48455.6888 | 50096.6069 | 51732.2029 | 53368.4087 | 54991.7064 | 56590.529 | 58157.7847 | 59721.6486 | 61252.1457 | 62750.1401 | 64227.6819 | 65692.4157 | 67156.842 | 68592.5947
NEM | Behind the meter battery | 1532.774 | 2363.942 | 3138.813 | 3799.655 | 4362.937 | 4766.226 | 5452.85 | 6404.258 | 7275.412 | 8208.606 | 9365.756 | 10518.285 | 11616.745 | 12616.001 | 13522.413 | 14246.216 | 14595.405 | 14782.715 | 14854.807 | 14850.894 | 14858.858 | 14816.816 | 14786.692 | 14709.851 | 14647.112 | 14542.039 | 14447.076
NEM | Behind the meter battery pump | 1532.774 | 2363.942 | 3138.813 | 3799.655 | 4362.937 | 4766.226 | 5452.85 | 6404.258 | 7275.412 | 8208.606 | 9365.756 | 10518.285 | 11616.745 | 12616.001 | 13522.413 | 14246.216 | 14595.405 | 14782.715 | 14854.807 | 14850.894 | 14858.858 | 14816.816 | 14786.692 | 14709.851 | 14647.112 | 14542.039 | 14447.076
Region | Technology | 2023-24 | 2024-25 | 2025-26 | 2026-27 | 2027-28 | 2028-29 | 2029-30 | 2030-31 | 2031-32 | 2032-33 | 2033-34 | 2034-35 | 2035-36 | 2036-37 | 2037-38 | 2038-39 | 2039-40 | 2040-41 | 2041-42 | 2042-43 | 2043-44 | 2044-45 | 2045-46 | 2046-47 | 2047-48 | 2048-49 | 2049-50
NSW1 | Distributed PV | 6922.7278 | 7729.2309 | 8520.6213 | 9270.916 | 9991.0548 | 10709.4737 | 11436.4432 | 12170.0293 | 12901.8102 | 13643.2719 | 14388.327 | 15121.2532 | 15810.1091 | 16449.2428 | 17061.911 | 17667.5949 | 18262.5884 | 18847.5107 | 19429.6702 | 20006.0115 | 20581.8604 | 21155.9203 | 21714.392 | 22270.0128 | 22818.1721 | 23366.9007 | 23907.737
NSW1 | Behind the meter battery | 551.877 | 804.322 | 1024.308 | 1210.452 | 1364.306 | 1497.826 | 1724.841 | 2042.145 | 2372.98 | 2728.353 | 3161.396 | 3582.597 | 3974.635 | 4331.67 | 4638.514 | 4887.035 | 5003.34 | 5060.883 | 5077.624 | 5077.998 | 5080.442 | 5067.991 | 5058.102 | 5033.27 | 5011.559 | 4974.783 | 4941.039
NSW1 | Behind the meter battery pump | 551.877 | 804.322 | 1024.308 | 1210.452 | 1364.306 | 1497.826 | 1724.841 | 2042.145 | 2372.98 | 2728.353 | 3161.396 | 3582.597 | 3974.635 | 4331.67 | 4638.514 | 4887.035 | 5003.34 | 5060.883 | 5077.624 | 5077.998 | 5080.442 | 5067.991 | 5058.102 | 5033.27 | 5011.559 | 4974.783 | 4941.039
Region | Technology | 2023-24 | 2024-25 | 2025-26 | 2026-27 | 2027-28 | 2028-29 | 2029-30 | 2030-31 | 2031-32 | 2032-33 | 2033-34 | 2034-35 | 2035-36 | 2036-37 | 2037-38 | 2038-39 | 2039-40 | 2040-41 | 2041-42 | 2042-43 | 2043-44 | 2044-45 | 2045-46 | 2046-47 | 2047-48 | 2048-49 | 2049-50
QLD1 | Distributed PV | 6248.8361 | 6947.0674 | 7675.3939 | 8329.1378 | 8959.7591 | 9601.5014 | 10257.5206 | 10923.9163 | 11482.7322 | 12062.7058 | 12645.1129 | 13200.5423 | 13720.0122 | 14196.9812 | 14666.6175 | 15133.8037 | 15601.3471 | 16059.6919 | 16507.7851 | 16936.909 | 17361.4807 | 17759.7202 | 18151.2329 | 18530.0201 | 18907.3395 | 19284.6318 | 19645.5083
QLD1 | Behind the meter battery | 394.573 | 630.911 | 861.169 | 1044.6 | 1202.901 | 1345.985 | 1584.437 | 1898.505 | 2160.37 | 2444.34 | 2791.527 | 3133.696 | 3465.114 | 3761.008 | 4025.809 | 4247.882 | 4350.515 | 4399.744 | 4410.491 | 4406.235 | 4406.755 | 4388.948 | 4375.983 | 4347.22 | 4324.124 | 4288.709 | 4255.283
QLD1 | Behind the meter battery pump | 394.573 | 630.911 | 861.169 | 1044.6 | 1202.901 | 1345.985 | 1584.437 | 1898.505 | 2160.37 | 2444.34 | 2791.527 | 3133.696 | 3465.114 | 3761.008 | 4025.809 | 4247.882 | 4350.515 | 4399.744 | 4410.491 | 4406.235 | 4406.755 | 4388.948 | 4375.983 | 4347.22 | 4324.124 | 4288.709 | 4255.283
Region | Technology | 2023-24 | 2024-25 | 2025-26 | 2026-27 | 2027-28 | 2028-29 | 2029-30 | 2030-31 | 2031-32 | 2032-33 | 2033-34 | 2034-35 | 2035-36 | 2036-37 | 2037-38 | 2038-39 | 2039-40 | 2040-41 | 2041-42 | 2042-43 | 2043-44 | 2044-45 | 2045-46 | 2046-47 | 2047-48 | 2048-49 | 2049-50
VIC1 | Distributed PV | 5088.0472 | 5784.8093 | 6517.8103 | 7244.8402 | 7972.8586 | 8440.036 | 8899.9999 | 9361.2525 | 9753.485 | 10152.4267 | 10554.6243 | 10955.7069 | 11336.6884 | 11697.8006 | 12064.3842 | 12436.8983 | 12822.6385 | 13216.1178 | 13604.8437 | 13986.4661 | 14369.4957 | 14748.6326 | 15123.685 | 15496.2621 | 15868.3943 | 16240.828 | 16611.2477
VIC1 | Behind the meter battery | 332.366 | 592.893 | 841.022 | 1068.623 | 1263.973 | 1337.973 | 1465.997 | 1677.258 | 1844.193 | 2011.668 | 2249.247 | 2505.083 | 2754.957 | 2990.166 | 3229.36 | 3404.1 | 3500.948 | 3565.602 | 3605.174 | 3604.675 | 3607.498 | 3598.421 | 3592.641 | 3576.025 | 3563.233 | 3540.764 | 3521.58
VIC1 | Behind the meter battery pump | 332.366 | 592.893 | 841.022 | 1068.623 | 1263.973 | 1337.973 | 1465.997 | 1677.258 | 1844.193 | 2011.668 | 2249.247 | 2505.083 | 2754.957 | 2990.166 | 3229.36 | 3404.1 | 3500.948 | 3565.602 | 3605.174 | 3604.675 | 3607.498 | 3598.421 | 3592.641 | 3576.025 | 3563.233 | 3540.764 | 3521.58
Region | Technology | 2023-24 | 2024-25 | 2025-26 | 2026-27 | 2027-28 | 2028-29 | 2029-30 | 2030-31 | 2031-32 | 2032-33 | 2033-34 | 2034-35 | 2035-36 | 2036-37 | 2037-38 | 2038-39 | 2039-40 | 2040-41 | 2041-42 | 2042-43 | 2043-44 | 2044-45 | 2045-46 | 2046-47 | 2047-48 | 2048-49 | 2049-50
SA1 | Distributed PV | 2721.0736 | 2952.4036 | 3178.229 | 3380.018 | 3575.1143 | 3766.8022 | 3959.2366 | 4151.598 | 4345.6836 | 4540.7188 | 4737.6385 | 4929.8701 | 5109.2393 | 5277.1929 | 5434.8308 | 5590.0872 | 5742.5081 | 5893.3201 | 6037.731 | 6182.434 | 6327.0782 | 6470.3066 | 6608.7163 | 6745.5179 | 6879.6508 | 7013.3702 | 7145.4031
SA1 | Behind the meter battery | 212.581 | 276.144 | 335.754 | 385.712 | 430.437 | 473.619 | 550.521 | 637.233 | 727.4 | 829.162 | 941.165 | 1047.02 | 1145.747 | 1232.744 | 1306.889 | 1367.354 | 1391.833 | 1402.348 | 1404.488 | 1403.319 | 1403.71 | 1400.492 | 1398.408 | 1392.55 | 1387.998 | 1379.539 | 1372.647
SA1 | Behind the meter battery pump | 212.581 | 276.144 | 335.754 | 385.712 | 430.437 | 473.619 | 550.521 | 637.233 | 727.4 | 829.162 | 941.165 | 1047.02 | 1145.747 | 1232.744 | 1306.889 | 1367.354 | 1391.833 | 1402.348 | 1404.488 | 1403.319 | 1403.71 | 1400.492 | 1398.408 | 1392.55 | 1387.998 | 1379.539 | 1372.647
Region | Technology | 2023-24 | 2024-25 | 2025-26 | 2026-27 | 2027-28 | 2028-29 | 2029-30 | 2030-31 | 2031-32 | 2032-33 | 2033-34 | 2034-35 | 2035-36 | 2036-37 | 2037-38 | 2038-39 | 2039-40 | 2040-41 | 2041-42 | 2042-43 | 2043-44 | 2044-45 | 2045-46 | 2046-47 | 2047-48 | 2048-49 | 2049-50
TAS1 | Distributed PV | 324.6353 | 370.2763 | 415.8856 | 458.1536 | 498.5443 | 538.3605 | 578.2282 | 618.3449 | 655.5487 | 693.0354 | 730.4671 | 766.5455 | 800.5998 | 834.4713 | 868.8634 | 903.8188 | 939.3267 | 975.0659 | 1010.4991 | 1045.9641 | 1081.7335 | 1117.566 | 1152.1139 | 1185.8689 | 1218.859 | 1251.1113 | 1282.6985
TAS1 | Behind the meter battery | 41.377 | 59.672 | 76.56 | 90.268 | 101.32 | 110.823 | 127.054 | 149.117 | 170.469 | 195.083 | 222.421 | 249.889 | 276.292 | 300.413 | 321.841 | 339.845 | 348.769 | 354.138 | 357.03 | 358.667 | 360.453 | 360.964 | 361.558 | 360.786 | 360.198 | 358.244 | 356.527
TAS1 | Behind the meter battery pump | 41.377 | 59.672 | 76.56 | 90.268 | 101.32 | 110.823 | 127.054 | 149.117 | 170.469 | 195.083 | 222.421 | 249.889 | 276.292 | 300.413 | 321.841 | 339.845 | 348.769 | 354.138 | 357.03 | 358.667 | 360.453 | 360.964 | 361.558 | 360.786 | 360.198 | 358.244 | 356.527

## Option 3A_REZ Generation
Annual sent-out generation by REZ (GWh) - Option 3A, Step Change Scenario
Note: the REZ generation includes generation from the existing, committed and anticipated renewables mapped to the relevant REZs
Explicitly modelled generation
Region | REZ | REZ Name | Technology | 2023-24 | 2024-25 | 2025-26 | 2026-27 | 2027-28 | 2028-29 | 2029-30 | 2030-31 | 2031-32 | 2032-33 | 2033-34 | 2034-35 | 2035-36 | 2036-37 | 2037-38 | 2038-39 | 2039-40 | 2040-41 | 2041-42 | 2042-43 | 2043-44 | 2044-45 | 2045-46 | 2046-47 | 2047-48 | 2048-49 | 2049-50
QLD | Q1 | Far North QLD | Solar | 0 | 7.2969e-05 | 7.8573e-05 | 7.7716e-05 | 7.2914e-05 | 6.5528e-05 | 7.3687e-05 | 7.4885e-05 | 7.0524e-05 | 8.0041e-05 | 9.1994e-05 | 9.1021e-05 | 8.9171e-05 | 8.9004e-05 | 9.7939e-05 | 0.00010624 | 0.00013902 | 0.00012832 | 0.00014118 | 0.00015724 | 0.00016942 | 0.00016974 | 0.00016715 | 0.00017807 | 0.00019682 | 0.00023087 | 0.00021709
QLD | Q2 | North Qld Clean Energy Hub | Solar | 222.3735 | 197.3182 | 216.0207 | 213.4004 | 208.6423 | 194.4622 | 205.4507 | 201.8988 | 200.5946 | 205.6614 | 197.3663 | 192.4134 | 191.9213 | 191.5052 | 68.2797 | 71.9231 | 64.0048 | 59.4218 | 63.7934 | 61.1513 | 59.515 | 58.197 | 64.8096 | 31.9306 | 31.9925 | 0.00027517 | 0.00027165
QLD | Q3 | Northern Qld | Solar | 1169.3646 | 1051.3221 | 1181.5662 | 1158.3973 | 1097.8775 | 1019.7212 | 1130.8239 | 1137.3302 | 1100.56 | 1150.077 | 1073.6738 | 1056.3541 | 1038.1142 | 1026.4422 | 922.3854 | 1012.9453 | 891.4669 | 766.1726 | 881.485 | 1687.5781 | 1439.7416 | 1335.6725 | 1343.0572 | 2201.9967 | 2148.1282 | 2191.7846 | 1806.233
QLD | Q4 | Isaac | Solar | 1571.6057 | 1420.9511 | 1551.5148 | 1575.3214 | 1495.6404 | 1427.3755 | 1590.8266 | 1585.0818 | 1594.6967 | 1625.2073 | 1527.2178 | 1456.1016 | 1499.9249 | 1479.8108 | 1322.622 | 1467.4845 | 1314.9012 | 1200.106 | 1312.9887 | 2108.5034 | 2027.8375 | 1898.5827 | 2508.644 | 6070.6645 | 6506.172 | 6764.6081 | 6202.1281
QLD | Q5 | Barcaldine | Solar | 35.6074 | 31.3522 | 34.3189 | 34.6962 | 34.4868 | 39.6322 | 41.2685 | 40.6344 | 40.4174 | 41.5054 | 39.4985 | 37.3734 | 38.6375 | 39.5354 | 71.9729 | 75.5334 | 124.0772 | 117.3258 | 126.8195 | 118.1206 | 97.3003 | 94.1561 | 120.1891 | 117.0596 | 118.5688 | 122.91 | 120.2493
QLD | Q6 | Fitzroy | Solar | 842.7993 | 799.3185 | 898.1564 | 904.0561 | 880.5705 | 758.7803 | 862.3239 | 858.2175 | 963.4879 | 2042.5253 | 2531.244 | 2456.5189 | 2413.7916 | 2424.6454 | 5255.6491 | 6885.1051 | 11587.5795 | 14978.3657 | 15604.0799 | 16699.3691 | 16129.8298 | 15237.1012 | 15207.3735 | 13361.5642 | 14600.0483 | 14644.3747 | 14431.8579
QLD | Q7 | Wide Bay | Solar | 1361.4787 | 1215.7084 | 1348.5862 | 1313.692 | 1283.7131 | 1135.3845 | 1245.2435 | 1251.3238 | 1327.2346 | 1299.4287 | 1255.1611 | 1244.6215 | 1207.9694 | 1227.6047 | 1073.3605 | 1160.2406 | 1064.8548 | 1072.9404 | 1735.2216 | 4982.6287 | 4947.8814 | 4594.2341 | 4680.4955 | 4191.7175 | 3930.7549 | 4035.7143 | 3929.0194
QLD | Q8 | Darling Downs | Solar | 3386.6583 | 3293.8796 | 3516.7041 | 3638.844 | 3562.2362 | 3316.7126 | 3592.8803 | 5177.8438 | 5943.8802 | 7280.2971 | 8816.747 | 10600.6403 | 10649.0738 | 10464.9822 | 9170.0595 | 10312.5787 | 15051.8447 | 14583.7496 | 14548.7998 | 16474.7806 | 16590.5625 | 15763.6971 | 15877.6198 | 12996.8767 | 13090.889 | 15394.6995 | 17921.0075
QLD | Q9 | Banana | Solar | 0 | 0.00010284 | 0.00019799 | 0.00021874 | 0.0002166 | 0.00047129 | 58.1947 | 116.3011 | 283.3121 | 281.4422 | 295.2201 | 294.7342 | 288.4568 | 290.4579 | 333.2851 | 374.4975 | 2799.6643 | 3982.372 | 4155.7354 | 12765.636 | 12556.295 | 12068.471 | 12120.303 | 10728.577 | 12279.6 | 12385.008 | 14000.269
NSW | N1 | North West NSW | Solar | 434.7686 | 400.0226 | 409.8851 | 435.2571 | 404.8329 | 386.5104 | 405.2422 | 432.6257 | 422.6903 | 440.7245 | 420.0112 | 402.5736 | 409.3139 | 412.063 | 367.01 | 373.2698 | 414.205 | 406.5471 | 431.8663 | 420.8692 | 425.8254 | 426.1851 | 444.6776 | 417.721 | 392.6652 | 365.1332 | 353.1838
NSW | N2 | New England | Solar | 1205.1909 | 1174.511 | 1195.5641 | 1250.316 | 1217.3432 | 1036.7623 | 1077.4584 | 1778.9961 | 1837.7874 | 1815.0653 | 2496.0959 | 2305.521 | 2408.7928 | 2463.8755 | 3654.6631 | 3711.7721 | 4455.8636 | 5524.699 | 5674.9898 | 6521.518 | 5942.9833 | 6348.4384 | 6375.4267 | 5377.2629 | 5068.6388 | 4804.392 | 6742.4379
NSW | N3 | Central-West Orana | Solar | 2198.4814 | 2149.6742 | 4133.0632 | 4384.1133 | 4376.4692 | 3758.8543 | 4832.4011 | 7812.9675 | 7902.3895 | 8293.1195 | 9968.4744 | 9910.004 | 10603.7145 | 10449.8989 | 8723.7546 | 9923.2903 | 14379.8987 | 14342.0476 | 14234.9981 | 14954.6859 | 14990.9688 | 15820.9133 | 15764.765 | 15663.7538 | 16201.2811 | 20538.6993 | 20434.161
NSW | N4 | Broken Hill | Solar | 107.0494 | 78.8754 | 92.4633 | 102.9206 | 110.4738 | 118.9941 | 114.5445 | 107.0349 | 107.2043 | 105.2227 | 102.0381 | 99.1513 | 100.6993 | 105.0705 | 100.6384 | 96.3329 | 183.7555 | 166.541 | 148.1108 | 156.4041 | 440.8198 | 427.1415 | 467.918 | 417.2816 | 392.8381 | 369.3177 | 463.4032
NSW | N5 | South West NSW | Solar | 1858.3324 | 1596.2696 | 1700.9482 | 2267.2173 | 2378.9577 | 2428.7947 | 2395.3863 | 2381.135 | 2230.0222 | 2673.0181 | 2632.1993 | 2548.3883 | 2628.7898 | 2678.0948 | 3171.1422 | 3032.645 | 3930.7768 | 4330.7956 | 8223.0798 | 7582.8959 | 7550.5739 | 7780.3851 | 8126.2209 | 7742.7749 | 7097.1671 | 6716.2235 | 6267.3811
NSW | N6 | Wagga Wagga | Solar | 1566.4883 | 1497.053 | 1446.7507 | 1545.7879 | 1584.9049 | 2300.8584 | 3788.276 | 4017.0305 | 3874.5353 | 4046.8833 | 3910.115 | 3776.2794 | 3948.3393 | 3951.7221 | 3534.6989 | 3715.0968 | 3743.2979 | 3152.6499 | 3683.46 | 3579.6962 | 3343.8806 | 3514.8244 | 3578.7964 | 3243.4653 | 3300.8315 | 3276.068 | 2999.1267
NSW | N7 | Tumut | Solar | 0 | 0 | 0 | 0 | 0 | 0 | 0 | 0 | 0 | 0 | 0 | 0 | 0 | 0 | 0 | 0 | 0 | 0 | 0 | 0 | 0 | 0 | 0 | 0 | 0 | 0 | 0
NSW | N8 | Cooma-Monaro | Solar | 0 | 0 | 0 | 0 | 0 | 0 | 0 | 0 | 0 | 0 | 0 | 0 | 0 | 0 | 0 | 0 | 0 | 0 | 0 | 0 | 0 | 0 | 0 | 0 | 0 | 0 | 0
VIC | V1 | Ovens Murray | Solar | 0 | 0.00024722 | 0.00024842 | 0.00026464 | 0.00025248 | 0.00022949 | 0.00024832 | 0.00042284 | 0.00037498 | 0.00069565 | 0.00067292 | 0.00064555 | 0.00064103 | 0.00064924 | 0.0013985 | 0.001512 | 0.0015207 | 0.0012983 | 442.0577 | 461.021 | 432.0069 | 465.7261 | 464.594 | 408.2069 | 614.3522 | 817.3877 | 705.4702
VIC | V2 | Murray River | Solar | 1254.2518 | 1034.0169 | 1084.3511 | 1085.068 | 1038.8232 | 975.9595 | 956.9802 | 979.633 | 1270.0632 | 3594.4728 | 3512.7346 | 3427.8503 | 3417.4283 | 3554.5679 | 3294.3587 | 3189.0936 | 3445.3736 | 2977.9692 | 3063.3465 | 3759.5744 | 4083.6837 | 4126.8975 | 4644.2816 | 4100.6789 | 3957.2901 | 3849.0262 | 3396.9813
VIC | V3 | Western Victoria | Solar | 0 | 0.00015127 | 0.00016383 | 0.00073489 | 0.00097152 | 0.00081961 | 0.00096541 | 0.0012534 | 0.0011714 | 0.010893 | 0.010707 | 0.010693 | 0.010366 | 0.010953 | 0.008867 | 0.0095191 | 0.0089887 | 0.0080084 | 1112.9171 | 1196.0734 | 1190.0647 | 1882.4638 | 2110.0403 | 1649.117 | 1773.9331 | 1939.5222 | 1721.4024
VIC | V4 | South West Victoria | Solar | 0 | 0 | 0 | 0 | 0 | 0 | 0 | 0 | 0 | 0 | 0 | 0 | 0 | 0 | 0 | 0 | 0 | 0 | 0 | 0 | 0 | 0 | 0 | 0 | 0 | 0 | 0
VIC | V5 | Gippsland | Solar | 0 | 9.3416e-05 | 0.0001066 | 0.00033879 | 0.00032468 | 0.0002712 | 0.0002828 | 0.00031322 | 0.00028936 | 0.00031751 | 0.00032299 | 0.00053099 | 0.0005116 | 0.00052419 | 0.00041617 | 0.00043152 | 0.0006957 | 0.00061873 | 0.0015107 | 0.0015993 | 832.3129 | 869.258 | 888.6196 | 707.7076 | 744.6334 | 821.4056 | 735.7529
VIC | V6 | Central North VIC | Solar | 951.4285 | 853.1857 | 817.4343 | 844.4172 | 850.4312 | 874.4274 | 877.1056 | 857.2644 | 782.7909 | 850.7558 | 835.6625 | 780.5866 | 806.5602 | 824.7446 | 807.1821 | 817.1924 | 821.5988 | 736.7609 | 798.87 | 780.961 | 1164.9814 | 1059.3165 | 1114.2833 | 1083.384 | 1065.6631 | 1127.171 | 1061.3839
SA | S1 | South East SA | Solar | 327.8305 | 284.7736 | 284.2709 | 276.6984 | 280.2623 | 272.1763 | 269.8023 | 257.0489 | 246.5542 | 276.9053 | 271.6288 | 263.5911 | 262.3662 | 282.1526 | 241.0034 | 259.7 | 250.3881 | 235.1687 | 164.1274 | 161.2687 | 152.303 | 149.9221 | 159.1974 | 147.5527 | 149.9581 | 150.7502 | 0.0026487
SA | S2 | Riverland | Solar | 46.5641 | 44.3478 | 46.9488 | 44.4957 | 46.1493 | 39.4882 | 40.7121 | 41.4407 | 29.8622 | 857.3198 | 820.8761 | 824.0491 | 825.3447 | 908.5026 | 1775.0931 | 1779.7276 | 1842.581 | 2602.6169 | 6416.6519 | 5951.013 | 6313.6055 | 6105.5493 | 6865.604 | 5427.9907 | 5276.6987 | 5311.873 | 5118.7954
SA | S3 | Mid-North SA | Solar | 0 | 0.00014987 | 0.00019399 | 0.0001922 | 0.00019692 | 0.00016954 | 0.0001784 | 0.00028193 | 0.00027016 | 0.00037908 | 0.0003821 | 0.00079132 | 0.00074485 | 0.00080211 | 0.0011898 | 0.0012586 | 0.0014014 | 0.0012801 | 0.0012988 | 0.0018138 | 0.073002 | 0.069287 | 0.071951 | 0.062649 | 0.066879 | 0.06993 | 0.066399
SA | S4 | Yorke Peninsula | Solar | 0 | 0 | 0 | 0 | 0 | 0 | 0 | 0 | 0 | 0 | 0 | 0 | 0 | 0 | 0 | 0 | 0 | 0 | 0 | 0 | 0 | 0 | 0 | 0 | 0 | 0 | 0
SA | S5 | Northern SA | Solar | 820.1055 | 695.1433 | 717.0287 | 694.5436 | 693.6072 | 707.7755 | 670.7805 | 632.3028 | 631.9826 | 687.2533 | 652.5933 | 656.4426 | 658.4881 | 713.7045 | 630.8826 | 620.598 | 597.5249 | 594.5603 | 952.6731 | 923.7226 | 3411.1659 | 2933.8086 | 3236.94 | 2746.555 | 2611.9512 | 2540.0588 | 2378.3684
SA | S6 | Leigh Creek | Solar | 0 | 0.00015919 | 0.00026301 | 0.00034389 | 0.00034814 | 0.00031716 | 0.00032687 | 0.00056985 | 0.0005811 | 0.00065754 | 0.00060568 | 0.0011275 | 0.0010684 | 0.0011547 | 138.6539 | 142.3735 | 138.2656 | 136.6196 | 127.7026 | 122.9248 | 471.827 | 1123.6053 | 1245.8279 | 1576.3549 | 1613.8649 | 2214.6714 | 2398.9192
SA | S7 | Roxby Downs | Solar | 0 | 0.00019859 | 0.00036848 | 0.00039943 | 0.00040289 | 0.00035973 | 0.00036754 | 0.00060773 | 0.00060144 | 0.001158 | 0.0011093 | 601.6222 | 603.4694 | 652.7733 | 1064.7456 | 1069.7207 | 1076.4512 | 1055.4686 | 962.1757 | 974.7895 | 1110.7034 | 1061.2424 | 1149.0552 | 1024.2563 | 996.866 | 988.9171 | 958.5618
SA | S8 | Eastern Eyre Peninsula | Solar | 0 | 0.00010214 | 0.0001264 | 0.00012106 | 0.00012673 | 0.00010436 | 0.0001155 | 0.00017315 | 0.000161 | 0.00020238 | 0.00021739 | 0.00034615 | 0.00031701 | 0.00034765 | 0.00031931 | 0.00034435 | 0.00052764 | 0.00047063 | 0.00047458 | 0.00066102 | 0.00085673 | 0.00079886 | 0.00085121 | 0.0007181 | 0.00077027 | 0.00084713 | 0.00085868
SA | S9 | Western Eyre Peninsula | Solar | 0 | 0.00013536 | 0.00018872 | 0.00020201 | 0.00020314 | 0.00017632 | 0.00018488 | 0.00029227 | 0.0002833 | 0.00056502 | 0.00054711 | 0.00089754 | 0.00083098 | 0.00088142 | 0.0012322 | 0.0012985 | 0.0019118 | 43.5773 | 43.5709 | 99.6264 | 197.4738 | 214.6789 | 229.2976 | 197.5042 | 201.6551 | 211.7691 | 207.773
TAS | T1 | North East Tasmania | Solar | 0 | 0.00013321 | 0.00013583 | 0.00015864 | 0.00014884 | 0.0001292 | 0.00013042 | 0.00017906 | 0.00015927 | 0.00025979 | 0.00027122 | 0.00033262 | 0.0003214 | 0.00031427 | 0.00027153 | 0.00027785 | 0.00027949 | 0.00022766 | 0.00026309 | 0.00028568 | 0.00031541 | 0.00045816 | 0.00044674 | 0.00040553 | 0.00041077 | 0.00057448 | 0.00051139
TAS | T2 | North West Tasmania | Solar | 0 | 7.2301e-05 | 6.8727e-05 | 7.6181e-05 | 7.4453e-05 | 6.1949e-05 | 7.1952e-05 | 9.3763e-05 | 8.6766e-05 | 0.00013245 | 0.00014627 | 0.00014488 | 0.00014011 | 0.00014014 | 0.00013893 | 0.00019607 | 0.0024559 | 205.6435 | 213.8016 | 246.8735 | 231.8407 | 241.3937 | 243.8161 | 203.2974 | 230.8049 | 233.2481 | 211.0255
TAS | T3 | Central Highlands | Solar | 0 | 8.5854e-05 | 8.3578e-05 | 9.4568e-05 | 9.4467e-05 | 7.888e-05 | 7.9612e-05 | 0.00010975 | 0.0001019 | 0.00014836 | 0.00015904 | 0.00016966 | 0.00016355 | 0.0001681 | 0.00017281 | 0.00017033 | 0.00017915 | 0.00015457 | 0.00018706 | 0.00020812 | 0.00020183 | 0.00028652 | 0.00029006 | 0.00025971 | 0.00025435 | 0.00036341 | 0.00033732
Region | REZ | REZ Name | Technology | 2023-24 | 2024-25 | 2025-26 | 2026-27 | 2027-28 | 2028-29 | 2029-30 | 2030-31 | 2031-32 | 2032-33 | 2033-34 | 2034-35 | 2035-36 | 2036-37 | 2037-38 | 2038-39 | 2039-40 | 2040-41 | 2041-42 | 2042-43 | 2043-44 | 2044-45 | 2045-46 | 2046-47 | 2047-48 | 2048-49 | 2049-50
QLD | Q1 | Far North QLD | Wind | 1304.181 | 3069.502 | 3325.431 | 3462.67 | 3555.2351 | 3355.4819 | 3470.0896 | 3765.435 | 3778.3275 | 3869.2436 | 3357.9598 | 3477.3051 | 3639.4277 | 3753.386 | 4004.8857 | 4169.286 | 4155.4348 | 4036.2788 | 4077.4759 | 3708.1328 | 3750.7898 | 3857.3294 | 3996.1786 | 3796.0001 | 3910.0844 | 3920.7322 | 3841.1756
QLD | Q2 | North Qld Clean Energy Hub | Wind | 132.1315 | 139.9178 | 160.306 | 167.7126 | 171.2086 | 2831.3522 | 2749.3119 | 2692.6413 | 2744.3288 | 2612.1626 | 2352.4089 | 2660.5533 | 2706.452 | 2778.3047 | 2855.4254 | 2802.8235 | 2675.3246 | 2625.546 | 2546.3249 | 2349.2877 | 4747.9366 | 4753.1978 | 4718.67 | 4935.8813 | 4791.6559 | 4635.7985 | 4566.3527
QLD | Q3 | Northern Qld | Wind | 0 | 0 | 0 | 0 | 0 | 0 | 0 | 0 | 0 | 0 | 0 | 0 | 0 | 0 | 0 | 0 | 0 | 0 | 0 | 0 | 0 | 0 | 0 | 0 | 0 | 0 | 0
QLD | Q4 | Isaac | Wind | 0 | 0.0006601 | 0.00070665 | 0.00068014 | 0.0020349 | 3095.9381 | 3053.6725 | 3220.2247 | 3238.8984 | 3038.4683 | 2843.1818 | 2892.1276 | 2700.617 | 3105.7249 | 2922.6026 | 2911.2017 | 2984.2879 | 2887.8729 | 2781.4672 | 2641.4262 | 2604.8972 | 2396.0276 | 2749.0088 | 2743.2831 | 2689.777 | 5361.2583 | 5460.6467
QLD | Q5 | Barcaldine | Wind | 0 | 0.00061279 | 0.00065336 | 0.0013194 | 0.0038301 | 0.0062228 | 0.0061652 | 220.9862 | 265.4017 | 279.2479 | 284.9887 | 298.8269 | 293.399 | 304.8226 | 272.5122 | 270.2737 | 272.3205 | 275.0505 | 289.6371 | 289.4098 | 308.4319 | 302.2346 | 309.8473 | 279.7502 | 273.0806 | 281.899 | 284.5563
QLD | Q6 | Fitzroy | Wind | 0 | 0.0025383 | 0.0026374 | 1571.8267 | 2971.4865 | 3559.1601 | 3588.898 | 3582.4419 | 3513.0241 | 3379.8004 | 4721.4119 | 4812.6038 | 4572.6167 | 5047.7652 | 10416.7771 | 10241.5956 | 9951.0948 | 9171.3375 | 9283.9485 | 8877.628 | 9021.0507 | 8440.0412 | 9161.456 | 12055.0854 | 11717.7807 | 11724.3098 | 10871.9255
QLD | Q7 | Wide Bay | Wind | 0 | 0.00045529 | 0.00046494 | 0.00050912 | 0.00057437 | 553.3424 | 538.2982 | 529.6523 | 465.2451 | 509.5719 | 476.6131 | 474.3938 | 461.2527 | 481.498 | 522.9675 | 519.6166 | 499.8613 | 418.1681 | 469.8286 | 456.5528 | 449.1714 | 433.8083 | 450.1771 | 1271.082 | 2616.1865 | 2635.26 | 2322.7838
QLD | Q8 | Darling Downs | Wind | 2608.5654 | 4582.4725 | 4747.3945 | 4755.1015 | 7655.1268 | 9499.707 | 9486.7088 | 13743.5905 | 13321.3423 | 17153.4085 | 18936.3409 | 18308.8666 | 18080.3961 | 19167.6882 | 18906.9766 | 18495.6179 | 18611.9222 | 17364.7062 | 18099.2376 | 19856.616 | 19308.287 | 17713.877 | 18558.6321 | 23676.9823 | 22955.1377 | 26309.0957 | 24442.1634
QLD | Q9 | Banana | Wind | 0 | 0.00038741 | 0.00041035 | 0.00047267 | 0.00077433 | 502.9159 | 476.6159 | 491.5483 | 463.1274 | 467.7995 | 434.5541 | 437.7361 | 441.0057 | 467.8591 | 466.478 | 454.6727 | 469.3298 | 1046.4223 | 1989.2659 | 1917.0232 | 1895.4821 | 1911.7318 | 2036.9408 | 4457.9646 | 4259.8196 | 4414.4885 | 4059.016
NSW | N1 | North West NSW | Wind | 0 | 0 | 0 | 0 | 0 | 0 | 0 | 0 | 0 | 0 | 0 | 0 | 0 | 0 | 0 | 0 | 0 | 0 | 0 | 0 | 0 | 0 | 0 | 0 | 0 | 0 | 0
NSW | N2 | New England | Wind | 1498.1537 | 1259.1725 | 1305.0902 | 1374.9289 | 10300.2301 | 13972.0871 | 12851.7263 | 12961.6433 | 12199.9509 | 12850.8849 | 12204.5563 | 12403.1748 | 17032.794 | 17972.7183 | 21931.1323 | 20017.0661 | 19802.4619 | 17295.4663 | 19774.1796 | 19038.4083 | 19405.2856 | 20004.3205 | 20153.1437 | 21717.5996 | 19575.402 | 18818.3507 | 16409.11
NSW | N3 | Central-West Orana | Wind | 382.794 | 6828.6624 | 6577.6327 | 9493.6144 | 11037.194 | 11109.4373 | 11543.2769 | 11061.2932 | 10703.7675 | 14017.5565 | 15436.2621 | 15020.2836 | 15695.9939 | 16040.8795 | 16218.857 | 15982.8703 | 15086.1084 | 15022.2927 | 15642.926 | 16704.9609 | 18419.8181 | 19204.6149 | 19774.5205 | 23180.906 | 25040.5653 | 26549.5693 | 25273.5689
NSW | N4 | Broken Hill | Wind | 632.6199 | 555.9812 | 584.0173 | 634.3697 | 641.4567 | 625.623 | 640.0355 | 649.8379 | 650.4974 | 620.4479 | 591.6518 | 591.4404 | 625.6851 | 627.2253 | 596.469 | 602.6521 | 593.8184 | 585.7228 | 545.0714 | 527.8213 | 0.012679 | 0.013707 | 103.6892 | 541.6926 | 541.6993 | 524.9623 | 564.0496
NSW | N5 | South West NSW | Wind | 0 | 8.7173e-05 | 0.00067911 | 0.0006824 | 0.0006826 | 0.00066055 | 0.00081593 | 0.0010136 | 0.0010488 | 0.0010867 | 0.0011647 | 0.0010362 | 0.0010656 | 0.0011026 | 0.0010048 | 0.0010494 | 0.00097823 | 0.0011436 | 0.0010732 | 0.0018075 | 0.0016135 | 0.0021356 | 0.0022598 | 0.0021239 | 0.0032753 | 0.0031747 | 0.0032513
NSW | N6 | Wagga Wagga | Wind | 0 | 0.00030539 | 0.00028864 | 0.0003357 | 0.00039219 | 0.00044815 | 0.00070274 | 0.00081912 | 0.00081831 | 0.00076806 | 0.00083029 | 0.00072987 | 0.00071995 | 0.00078073 | 0.00068635 | 0.00075895 | 0.00073359 | 0.00092067 | 0.00084312 | 0.0011987 | 0.0010339 | 0.0011004 | 0.0012782 | 0.0012275 | 0.0026464 | 0.0026719 | 0.0027873
NSW | N7 | Tumut | Wind | 0 | 0 | 0 | 0 | 0 | 0 | 0 | 0 | 0 | 0 | 0 | 0 | 0 | 0 | 0 | 0 | 0 | 0 | 0 | 0 | 0 | 0 | 0 | 0 | 0 | 0 | 0
NSW | N8 | Cooma-Monaro | Wind | 327.374 | 1236.0034 | 1365.2432 | 1406.1442 | 1396.248 | 1360.4585 | 1372.4471 | 1456.3594 | 1482.5543 | 1347.8002 | 1372.6269 | 1391.2993 | 1430.2379 | 1399.9176 | 1363.2355 | 1369.7052 | 1462.4232 | 1387.7667 | 1302.1612 | 2311.2875 | 2265.9098 | 2368.9587 | 2639.2787 | 2732.6727 | 2804.8467 | 2921.5887 | 2835.2304
VIC | V1 | Ovens Murray | Wind | 0 | 0 | 0 | 0 | 0 | 0 | 0 | 0 | 0 | 0 | 0 | 0 | 0 | 0 | 0 | 0 | 0 | 0 | 0 | 0 | 0 | 0 | 0 | 0 | 0 | 0 | 0
VIC | V2 | Murray River | Wind | 0 | 0 | 0 | 0 | 0 | 0 | 0 | 0 | 0 | 0 | 0 | 0 | 0 | 0 | 0 | 0 | 0 | 0 | 0 | 0 | 0 | 0 | 0 | 0 | 0 | 0 | 0
VIC | V3 | Western Victoria | Wind | 3823.3283 | 3670.286 | 3698.4565 | 3762.6191 | 6529.4364 | 7371.9066 | 7723.7479 | 7284.5359 | 8285.658 | 7537.3342 | 7516.9154 | 6696.5543 | 6981.2954 | 7176.0498 | 6357.7671 | 6831.083 | 6293.9593 | 6656.2327 | 6113.8727 | 6433.7023 | 5812.029 | 5210.4517 | 5686.6754 | 9338.2105 | 9894.1612 | 8869.0938 | 8146.4854
VIC | V4 | South West Victoria | Wind | 5852.4398 | 6986.6113 | 7320.3884 | 8909.9583 | 9072.2193 | 8245.8046 | 8977.9603 | 8584.0701 | 9658.9691 | 8493.1909 | 8637.5482 | 8670.9602 | 8875.8482 | 8886.2086 | 7647.2834 | 7268.2537 | 6640.0042 | 6506.7565 | 5936.7828 | 6260.4348 | 6075.6405 | 6322.6529 | 5345.7461 | 4827.2404 | 6471.6064 | 7521.9927 | 11908.9776
VIC | V5 | Gippsland | Wind | 0 | 1670.5127 | 1669.4811 | 1666.1604 | 1668.4807 | 1610.965 | 1660.3441 | 1601.9813 | 1824.1768 | 1617.8864 | 1678.4547 | 1634.6903 | 1618.3302 | 1607.6019 | 1485.136 | 1527.9231 | 1429.8856 | 1526.2345 | 1410.7476 | 1531.3999 | 1539.6828 | 1555.896 | 1615.0827 | 1520.374 | 1583.1259 | 1528.3664 | 1637.663
VIC | V6 | Central North VIC | Wind | 0 | 0.0006784 | 0.00063841 | 0.0011039 | 0.001105 | 0.0011115 | 0.0011075 | 652.7948 | 657.419 | 672.3438 | 653.4344 | 596.1314 | 642.0742 | 671.1971 | 655.332 | 637.2982 | 640.4049 | 652.2757 | 665.4794 | 1070.6487 | 955.5795 | 1062.5428 | 1101.9988 | 1065.6326 | 1027.6172 | 1439.5477 | 1494.4323
SA | S1 | South East SA | Wind | 733.5159 | 2036.0348 | 1977.3755 | 3121.0131 | 3077.991 | 2846.2634 | 2971.8332 | 2765.9869 | 3231.4392 | 2927.8611 | 3343.602 | 3049.5023 | 3226.9915 | 3292.3636 | 2949.6856 | 2770.5401 | 2542.6173 | 2888.9859 | 2483.5157 | 3308.742 | 3112.3237 | 3323.9794 | 3393.3973 | 3082.6646 | 3193.9079 | 2900.6198 | 3464.3059
SA | S2 | Riverland | Wind | 0 | 0.00039043 | 0.00036628 | 0.00053822 | 0.00050465 | 0.00047023 | 0.00056 | 0.0008002 | 0.00086936 | 0.00087977 | 0.0012258 | 0.0010867 | 0.0011725 | 0.0011368 | 0.0010497 | 0.001142 | 0.0010561 | 0.0010864 | 0.00094221 | 0.0014851 | 0.001354 | 0.0016818 | 0.0016508 | 0.0015498 | 0.0019116 | 0.0019318 | 0.0020578
SA | S3 | Mid-North SA | Wind | 4100.487 | 4022.5506 | 3832.931 | 4278.6437 | 4244.4111 | 6242.9821 | 6494.8598 | 6253.1666 | 6528.5921 | 6604.3947 | 6529.4269 | 5879.5711 | 6538.8719 | 6012.9672 | 6464.1933 | 6531.7696 | 5666.1537 | 5886.2104 | 5492.8657 | 6279.7822 | 5178.9638 | 6752.5636 | 6377.3815 | 6134.1228 | 6796.5282 | 7760.152 | 8350.5814
SA | S4 | Yorke Peninsula | Wind | 242.4864 | 224.0318 | 217.7169 | 286.7442 | 291.8655 | 279.0501 | 301.5446 | 279.9474 | 319.9853 | 289.484 | 309.9706 | 273.5936 | 299.8018 | 314.9676 | 284.1364 | 302.566 | 277.6927 | 311.2964 | 267.5018 | 291.1552 | 264.0211 | 284.468 | 300.4815 | 267.0705 | 276.4325 | 250.6652 | 269.8611
SA | S5 | Northern SA | Wind | 1289.4187 | 1253.9017 | 1262.2117 | 1340.5186 | 1350.5615 | 1267.2064 | 1260.7114 | 1254.4695 | 1268.8618 | 1177.9759 | 1224.8605 | 1185.4185 | 1292.0478 | 1339.5616 | 1201.8559 | 1224.8583 | 1234.2242 | 1243.7772 | 1097.2688 | 1151.6332 | 1122.4392 | 1201.5368 | 582.317 | 461.4362 | 461.3996 | 470.0632 | 497.9193
SA | S6 | Leigh Creek | Wind | 0 | 0.0009316 | 0.00091357 | 0.0013601 | 0.0012665 | 0.0029767 | 0.0031298 | 0.0029775 | 0.0027865 | 0.0029442 | 0.0027851 | 0.002611 | 0.0026774 | 0.0026732 | 350.9219 | 352.4843 | 345.4268 | 325.5523 | 324.1671 | 315.4079 | 471.7949 | 513.7358 | 497.9483 | 3986.2805 | 5249.5635 | 5001.0836 | 4663.9551
SA | S7 | Roxby Downs | Wind | 0 | 0 | 0 | 0 | 0 | 0 | 0 | 0 | 0 | 0 | 0 | 0 | 0 | 0 | 0 | 0 | 0 | 0 | 0 | 0 | 0 | 0 | 0 | 0 | 0 | 0 | 0
SA | S8 | Eastern Eyre Peninsula | Wind | 313.6605 | 294.3509 | 299.4249 | 342.7335 | 337.4304 | 347.4989 | 347.1553 | 775.6853 | 813.7761 | 829.044 | 850.4331 | 766.8392 | 724.7963 | 758.3241 | 676.5154 | 706.0679 | 680.6753 | 719.7675 | 642.9143 | 677.0977 | 600.1971 | 871.1769 | 905.2649 | 824.0071 | 852.391 | 792.4853 | 819.4676
SA | S9 | Western Eyre Peninsula | Wind | 0 | 0.00091101 | 0.00086612 | 0.0021234 | 0.0020995 | 0.0019395 | 0.0019483 | 0.0041559 | 0.0044056 | 0.008826 | 0.0092793 | 0.0083706 | 0.0090741 | 0.0094631 | 0.0085442 | 0.0085037 | 0.0081076 | 457.4317 | 407.2066 | 436.9401 | 387.5697 | 1101.9173 | 1137.5289 | 1066.7174 | 1067.2073 | 1014.0847 | 1055.1408
TAS | T1 | North East Tasmania | Wind | 500.7797 | 856.955 | 944.6369 | 888.8636 | 933.6387 | 876.34 | 806.4446 | 889.2926 | 905.3921 | 905.8799 | 916.6867 | 971.9454 | 904.9751 | 961.833 | 884.1449 | 830.4884 | 797.4448 | 805.2455 | 801.0734 | 833.3115 | 919.5486 | 861.7713 | 942.5448 | 861.6974 | 836.0416 | 811.5009 | 841.625
TAS | T2 | North West Tasmania | Wind | 877.2253 | 838.1897 | 891.4641 | 952.877 | 961.5991 | 1101.3947 | 1061.1385 | 1114.9501 | 4987.085 | 4983.37 | 4788.1432 | 4849.2751 | 4955.9118 | 5010.7583 | 4855.8268 | 4688.3132 | 4484.3916 | 4757.2422 | 4695.8546 | 4591.069 | 4705.6217 | 4837.5564 | 4962.8965 | 4808.2125 | 4688.693 | 4529.2585 | 4882.051
TAS | T3 | Central Highlands | Wind | 491.2284 | 2919.9014 | 3090.8127 | 3410.211 | 3834.0681 | 3607.1514 | 5655.4504 | 5619.6101 | 5943.4455 | 5847.5926 | 5580.0746 | 5786.2133 | 5809.1915 | 6060.9207 | 5728.6293 | 5592.8607 | 5822.8336 | 6271.1644 | 6108.6572 | 5900.817 | 6179.215 | 5991.3385 | 6324.3761 | 6057.4137 | 5938.274 | 5825.5955 | 6145.1389
Region | REZ | REZ Name | Technology | 2023-24 | 2024-25 | 2025-26 | 2026-27 | 2027-28 | 2028-29 | 2029-30 | 2030-31 | 2031-32 | 2032-33 | 2033-34 | 2034-35 | 2035-36 | 2036-37 | 2037-38 | 2038-39 | 2039-40 | 2040-41 | 2041-42 | 2042-43 | 2043-44 | 2044-45 | 2045-46 | 2046-47 | 2047-48 | 2048-49 | 2049-50
NSW | O1 | Hunter Coast | Offshore Wind | 0 | 0 | 0 | 3.9717e-05 | 4.2518e-05 | 4.9837e-05 | 4.5146e-05 | 6.1776e-05 | 5.6628e-05 | 6.3228e-05 | 8.766e-05 | 9.2226e-05 | 9.0407e-05 | 9.2443e-05 | 0.00010485 | 9.0517e-05 | 0.00013176 | 0.00012139 | 0.00013333 | 0.00020593 | 0.00020709 | 0.00020868 | 0.00022316 | 0.00027659 | 0.00023489 | 0.00031539 | 0.00028177
NSW | O2 | Illawarra Coast | Offshore Wind | 0 | 0 | 0 | 3.9336e-05 | 4.1094e-05 | 4.7303e-05 | 4.632e-05 | 6.684e-05 | 6.3536e-05 | 6.4611e-05 | 9.3918e-05 | 8.9177e-05 | 8.7336e-05 | 8.5956e-05 | 0.00010019 | 9.1235e-05 | 0.00014721 | 0.0001508 | 0.00014407 | 0.00021713 | 0.00020294 | 0.0002005 | 0.00019442 | 0.00027152 | 0.00024333 | 0.0004103 | 0.00038768
VIC | O3 | Gippsland Coast | Offshore Wind | 0 | 0 | 0 | 4.9964e-05 | 4.8577e-05 | 1537.7743 | 3130.1895 | 4506.267 | 6836.308 | 7642.225 | 10493.148 | 12976.405 | 14687.843 | 17778.557 | 20609.314 | 20736.473 | 19657.396 | 22540.07 | 20704.57 | 21717.201 | 21953.809 | 21873.898 | 22013.46 | 21910.725 | 22402.59 | 21475.81 | 23834.83
TAS | O4 | North West Tasmania Coast | Offshore Wind | 0 | 0 | 0 | 3.7574e-05 | 4.3014e-05 | 4.6283e-05 | 5.2627e-05 | 5.2883e-05 | 6.6631e-05 | 6.9842e-05 | 8.2891e-05 | 8.292e-05 | 7.7851e-05 | 8.0766e-05 | 8.4073e-05 | 0.0001047 | 0.00011684 | 0.00016234 | 0.00015384 | 0.00015704 | 0.00015383 | 0.00015284 | 0.00015788 | 0.00015888 | 0.00016136 | 0.0001525 | 0.00017085
VIC | O5 | Portland Coast | Offshore Wind | 0 | 0 | 0 | 4.1583e-05 | 4.2862e-05 | 0.00064079 | 0.0028052 | 0.0026034 | 0.0028005 | 0.0024842 | 0.0028738 | 11.3471 | 579.0456 | 1105.5522 | 1547.0443 | 5462.469 | 8398.315 | 11528.83 | 10564.391 | 11325.968 | 11365.192 | 11362.626 | 12330.97 | 11468.087 | 12514.012 | 11535.563 | 12342.799
SA | O6 | South East SA Coast | Offshore Wind | 0 | 0 | 0 | 3.7282e-05 | 3.9752e-05 | 3.9788e-05 | 5.1594e-05 | 5.448e-05 | 6.4223e-05 | 6.2135e-05 | 7.4117e-05 | 7.141e-05 | 7.2323e-05 | 7.9723e-05 | 7.7691e-05 | 0.00010432 | 0.0001097 | 0.00013641 | 0.00011427 | 0.00012897 | 0.00013426 | 0.00013437 | 0.00015435 | 0.00014775 | 0.00019284 | 0.00019087 | 0.0002297

## Option 3A_REZ Capacity
Installed capacity by REZ (MW) - Option 3A, Step Change Scenario
Capacity calculated on 1 July. In early study years some wind and solar projects enter later in the financial year and are therefore reflected in the following financial year's capacity.
Note: the REZ capacity includes capacity from the existing, committed and anticipated renewables mapped to the relevant REZs
Explicitly modelled generation
Region | REZ | REZ Name | Technology | 2023-24 | 2024-25 | 2025-26 | 2026-27 | 2027-28 | 2028-29 | 2029-30 | 2030-31 | 2031-32 | 2032-33 | 2033-34 | 2034-35 | 2035-36 | 2036-37 | 2037-38 | 2038-39 | 2039-40 | 2040-41 | 2041-42 | 2042-43 | 2043-44 | 2044-45 | 2045-46 | 2046-47 | 2047-48 | 2048-49 | 2049-50
QLD | Q1 | Far North QLD | Solar | 0 | 0 | 0 | 0 | 0 | 0 | 0 | 0 | 0 | 0 | 0 | 0 | 0 | 0 | 0 | 0 | 0 | 0 | 0 | 0.0001115 | 0.00012227 | 0.00012264 | 0.00012529 | 0.00015327 | 0.00015359 | 0.00017245 | 0.00017271
QLD | Q2 | North Qld Clean Energy Hub | Solar | 83 | 83 | 83 | 83 | 83 | 83 | 83 | 83 | 83 | 83 | 83 | 83 | 83 | 83 | 33 | 33 | 33.0001 | 33.0001 | 33.0001 | 33.0001 | 33.0001 | 33.0001 | 33.0001 | 18.0002 | 18.0002 | 0.00018877 | 0.00018905
QLD | Q3 | Northern Qld | Solar | 513.997 | 513.997 | 513.9971 | 513.9971 | 513.9971 | 513.9979 | 513.9979 | 513.9979 | 513.9979 | 513.9979 | 513.9979 | 513.9979 | 513.9979 | 513.9979 | 514.0009 | 514.0009 | 516.9197 | 516.9197 | 516.9197 | 977.4337 | 849.4337 | 849.4337 | 849.4337 | 1637.3434 | 1526.9434 | 1526.9434 | 1394.3464
QLD | Q4 | Isaac | Solar | 684.9 | 684.9 | 684.9 | 684.9001 | 684.9001 | 684.9003 | 684.9003 | 684.9004 | 684.9004 | 684.9005 | 684.9006 | 684.9006 | 684.9006 | 684.9006 | 684.9007 | 684.901 | 684.9029 | 684.9029 | 684.9029 | 1155.8528 | 1155.8528 | 1113.3528 | 1489.0189 | 3915.2242 | 3915.2245 | 4113.9456 | 3956.4456
QLD | Q5 | Barcaldine | Solar | 14 | 14 | 14.0001 | 14.0001 | 14.0001 | 17.9753 | 17.9753 | 17.9753 | 17.9753 | 17.9753 | 17.9753 | 17.9753 | 17.9753 | 17.9753 | 38.1507 | 38.1507 | 73.2748 | 73.2748 | 73.2748 | 73.2748 | 61.0577 | 61.0577 | 79.6663 | 90.61 | 90.61 | 91.8622 | 91.8622
QLD | Q6 | Fitzroy | Solar | 401.5 | 401.5 | 401.5001 | 401.5001 | 401.5001 | 401.5003 | 401.5005 | 401.5008 | 431.6018 | 911.8308 | 1120.575 | 1120.575 | 1120.575 | 1120.575 | 2832.9355 | 3260.573 | 5828.698 | 7764.2085 | 7764.2085 | 7934.5 | 7934.5 | 7934.5 | 7934.5 | 7934.5 | 7934.5 | 7934.5 | 7934.5
QLD | Q7 | Wide Bay | Solar | 619.03 | 619.03 | 619.03 | 619.03 | 619.03 | 619.0301 | 619.0301 | 619.0302 | 619.0303 | 619.0304 | 619.0304 | 619.0304 | 619.0304 | 619.0304 | 619.032 | 619.032 | 645.7191 | 715.0226 | 1047.2386 | 2819.03 | 2819.03 | 2819.03 | 2819.03 | 2819.03 | 2596.53 | 2596.53 | 2575.709
QLD | Q8 | Darling Downs | Solar | 1330.558 | 1476.558 | 1476.5581 | 1476.5581 | 1476.5581 | 1556.6762 | 1556.6763 | 2285.5215 | 2488.9019 | 3182.7676 | 3906.265 | 4766.2968 | 4766.2968 | 4645.2968 | 4943.7025 | 5001.4894 | 7565.863 | 7565.863 | 7565.863 | 8347.558 | 8322.558 | 8163.958 | 8131.854 | 7882.5 | 7482.5 | 8249.4683 | 10014.379
QLD | Q9 | Banana | Solar | 0 | 0 | 0 | 0.00011226 | 0.00011314 | 0.00026951 | 27.2977 | 55.3683 | 127.6994 | 127.6994 | 138.9496 | 138.9496 | 138.9496 | 138.9496 | 191.191 | 193.1792 | 1492.4514 | 2146.0427 | 2146.0427 | 6100 | 6100 | 6100 | 6100 | 6188.84 | 6598.813 | 6598.813 | 7393.0244
NSW | N1 | North West NSW | Solar | 166 | 166.0001 | 166.0001 | 166.0001 | 166.0037 | 172.9806 | 181.1093 | 185.3511 | 185.3511 | 187.4265 | 187.4265 | 187.4265 | 187.4265 | 187.4265 | 192.3761 | 198.8452 | 222.2134 | 247.4546 | 252.2405 | 252.2405 | 263.649 | 263.649 | 263.649 | 268.4828 | 271.2117 | 271.2118 | 271.2118
NSW | N2 | New England | Solar | 555 | 555 | 555 | 555 | 555.0004 | 555.0004 | 555.0006 | 880.1463 | 880.1463 | 880.1463 | 1198.5912 | 1198.5912 | 1198.5912 | 1230.1971 | 2260.567 | 2260.567 | 2581.2393 | 3540 | 3540 | 3815.9185 | 3795.9185 | 3795.9185 | 3795.9185 | 3795.9185 | 3795.9185 | 3795.9185 | 5770.488
NSW | N3 | Central-West Orana | Solar | 826.979 | 906.98 | 1772.0981 | 1772.0981 | 1772.0981 | 1772.0982 | 2234.6139 | 3375.103 | 3375.103 | 3612.9438 | 4429.7126 | 4429.713 | 4429.713 | 4429.713 | 4429.713 | 4898.7222 | 6675.7485 | 6675.7485 | 6675.7485 | 7605.845 | 7654.954 | 7654.954 | 7654.954 | 8703.488 | 8883.4203 | 10339.745 | 10136.705
NSW | N4 | Broken Hill | Solar | 53 | 53 | 53 | 53 | 53 | 53.0002 | 53.0002 | 53.0003 | 53.0003 | 53.0003 | 53.0003 | 53.0007 | 53.0007 | 53.0007 | 53.036 | 53.036 | 108.8807 | 108.8807 | 108.8807 | 108.8807 | 338.223 | 338.223 | 338.223 | 338.223 | 338.223 | 338.223 | 338.223
NSW | N5 | South West NSW | Solar | 1246.4 | 1500.5 | 1500.5325 | 1500.5325 | 1500.5325 | 1500.5326 | 1500.5326 | 1500.5326 | 1500.5326 | 1646.568 | 1646.568 | 1646.568 | 1646.568 | 1646.568 | 1923.857 | 1773.557 | 2225.3369 | 2826.3702 | 4811.7732 | 4811.7732 | 5040.1917 | 5040.1917 | 5040.1917 | 5068.0022 | 5068.0022 | 5068.0022 | 4918.858
NSW | N6 | Wagga Wagga | Solar | 302.672 | 682.672 | 682.672 | 682.6721 | 682.6721 | 1103.1542 | 1710.672 | 1710.672 | 1710.672 | 1710.672 | 1710.672 | 1710.672 | 1710.672 | 1710.672 | 1710.672 | 1710.672 | 1710.672 | 1710.672 | 1710.6721 | 1710.6721 | 1710.6721 | 1710.6721 | 1710.6721 | 1710.6721 | 1710.6721 | 1710.6721 | 1710.6721
NSW | N7 | Tumut | Solar | 0 | 0 | 0 | 0 | 0 | 0 | 0 | 0 | 0 | 0 | 0 | 0 | 0 | 0 | 0 | 0 | 0 | 0 | 0 | 0 | 0 | 0 | 0 | 0 | 0 | 0 | 0
NSW | N8 | Cooma-Monaro | Solar | 0 | 0 | 0 | 0 | 0 | 0 | 0 | 0 | 0 | 0 | 0 | 0 | 0 | 0 | 0 | 0 | 0 | 0 | 0 | 0 | 0 | 0 | 0 | 0 | 0 | 0 | 0
VIC | V1 | Ovens Murray | Solar | 0 | 0.00015313 | 0.00015381 | 0.00015901 | 0.00015904 | 0.00015948 | 0.00016186 | 0.0002572 | 0.00025725 | 0.00041318 | 0.00041325 | 0.00041337 | 0.00041342 | 0.00041369 | 0.001034 | 0.0010419 | 0.0010533 | 0.0010537 | 226.7355 | 226.7355 | 226.7367 | 226.7367 | 226.7372 | 226.7375 | 321.2151 | 440.2054 | 440.2054
VIC | V2 | Murray River | Solar | 679.093 | 679.093 | 679.093 | 679.093 | 679.093 | 679.093 | 679.093 | 679.0931 | 679.0933 | 1771.974 | 1771.974 | 1771.974 | 1771.974 | 1771.974 | 1786.9177 | 1786.9177 | 2092.6361 | 2092.6361 | 2092.6361 | 2487.0298 | 3127.4892 | 3127.4892 | 3096.3862 | 3110.0747 | 3110.0747 | 3090.3884 | 2954.434
VIC | V3 | Western Victoria | Solar | 0 | 0 | 0 | 0.00047961 | 0.00060299 | 0.00060583 | 0.00065383 | 0.00082713 | 0.00082774 | 0.0065664 | 0.006567 | 0.0065684 | 0.0065691 | 0.006574 | 0.0065923 | 0.0065974 | 0.0066089 | 0.0066106 | 816.8304 | 816.8304 | 853.7241 | 1326.9526 | 1326.9526 | 1326.9527 | 1326.9527 | 1539.893 | 1539.893
VIC | V4 | South West Victoria | Solar | 0 | 0 | 0 | 0 | 0 | 0 | 0 | 0 | 0 | 0 | 0 | 0 | 0 | 0 | 0 | 0 | 0 | 0 | 0 | 0 | 0 | 0 | 0 | 0 | 0 | 0 | 0
VIC | V5 | Gippsland | Solar | 0 | 0 | 0 | 0.0002293 | 0.00022932 | 0.00022946 | 0.00023022 | 0.00023365 | 0.00023378 | 0.00024425 | 0.00024574 | 0.00037709 | 0.00037733 | 0.00037848 | 0.00037975 | 0.00038224 | 0.00058735 | 0.00059063 | 0.0013658 | 0.0013866 | 500.0001 | 500.0001 | 500.0001 | 500.0001 | 500.0001 | 500.0001 | 500.0001
VIC | V6 | Central North VIC | Solar | 402.48 | 402.48 | 402.48 | 402.4802 | 402.4802 | 402.4802 | 402.4802 | 402.4803 | 402.4803 | 402.4804 | 402.4804 | 402.4804 | 402.4804 | 402.4804 | 402.4806 | 402.4806 | 402.4807 | 402.4807 | 402.4807 | 402.4808 | 701.2602 | 590.7802 | 590.7802 | 617.4027 | 617.4027 | 691.291 | 691.291
SA | S1 | South East SA | Solar | 155.16 | 155.16 | 155.1601 | 155.1601 | 155.1601 | 155.1601 | 155.1601 | 155.1601 | 155.1601 | 155.1603 | 155.1603 | 155.1603 | 155.1603 | 155.1603 | 155.1604 | 155.1604 | 155.1606 | 155.1607 | 108.0023 | 108.0023 | 108.0023 | 108.0023 | 108.0023 | 108.0023 | 108.0023 | 108.0023 | 0.0023074
SA | S2 | Riverland | Solar | 25.26 | 25.2601 | 25.2602 | 25.2602 | 25.2602 | 25.2602 | 25.2602 | 25.2603 | 19.1403 | 440.426 | 440.426 | 440.426 | 440.426 | 440.426 | 1120.6334 | 1120.6335 | 1180.3618 | 1688.9509 | 3883.252 | 3883.252 | 4007.38 | 4007.38 | 4000 | 4000 | 4000 | 4000 | 4000
SA | S3 | Mid-North SA | Solar | 0 | 0 | 0.00011514 | 0.00011726 | 0.00011748 | 0.00011785 | 0.0001185 | 0.00017644 | 0.00017657 | 0.00023475 | 0.00023792 | 0.00047583 | 0.00047589 | 0.00047625 | 0.0008595 | 0.00086039 | 0.00095788 | 0.00095933 | 0.00095978 | 0.0013129 | 0.051769 | 0.051769 | 0.05177 | 0.05177 | 0.05177 | 0.051778 | 0.051781
SA | S4 | Yorke Peninsula | Solar | 0 | 0 | 0 | 0 | 0 | 0 | 0 | 0 | 0 | 0 | 0 | 0 | 0 | 0 | 0 | 0 | 0 | 0 | 0 | 0 | 0 | 0 | 0 | 0 | 0 | 0 | 0
SA | S5 | Northern SA | Solar | 349.2 | 349.2 | 349.2001 | 349.2001 | 349.2001 | 349.2001 | 349.2001 | 349.2002 | 349.2002 | 349.2003 | 349.2003 | 349.2005 | 349.2005 | 349.2005 | 349.2015 | 349.2015 | 349.2032 | 349.2044 | 592.1223 | 592.1223 | 2333.9317 | 2063.9317 | 2063.9317 | 2063.9317 | 1984.7317 | 1984.7317 | 1984.7317
SA | S6 | Leigh Creek | Solar | 0 | 0 | 0.00013638 | 0.00017628 | 0.0001764 | 0.00017709 | 0.00017793 | 0.00031006 | 0.0003102 | 0.00034631 | 0.0003465 | 0.00062317 | 0.00062324 | 0.00062357 | 82.5975 | 82.5975 | 82.5975 | 82.5975 | 82.5975 | 82.5975 | 331.3677 | 789.2491 | 789.2491 | 1048.5038 | 1048.5038 | 1521.0217 | 1718.8458
SA | S7 | Roxby Downs | Solar | 0 | 0.00010626 | 0.00017809 | 0.0001951 | 0.0001952 | 0.00019601 | 0.00019629 | 0.00031338 | 0.00031349 | 0.00058276 | 0.00058294 | 290.7392 | 290.7392 | 290.7392 | 598.6876 | 598.6876 | 620.7274 | 620.7274 | 620.7274 | 620.7274 | 727.0018 | 727.0018 | 727.0018 | 727.0018 | 727.0018 | 727.0018 | 727.0018
SA | S8 | Eastern Eyre Peninsula | Solar | 0 | 0 | 0 | 0 | 0 | 0 | 0 | 0.0001152 | 0.00011534 | 0.00013828 | 0.0001453 | 0.00021935 | 0.00021942 | 0.00022009 | 0.00025809 | 0.00025942 | 0.00038176 | 0.00038255 | 0.00038306 | 0.00051078 | 0.00065898 | 0.00065912 | 0.00065925 | 0.0006599 | 0.00066033 | 0.00067386 | 0.0007291
SA | S9 | Western Eyre Peninsula | Solar | 0 | 0 | 0.00010718 | 0.00011712 | 0.00011729 | 0.0001177 | 0.00011837 | 0.00017569 | 0.00017588 | 0.00032252 | 0.00032277 | 0.00050745 | 0.00050752 | 0.00050789 | 0.00087243 | 0.00087366 | 0.0013144 | 28.5467 | 28.5467 | 67.7019 | 159.7302 | 159.7302 | 159.7302 | 159.7302 | 159.7302 | 159.7302 | 164.6844
TAS | T1 | North East Tasmania | Solar | 0 | 0 | 0 | 0 | 0 | 0 | 0 | 0.0001282 | 0.00012851 | 0.00018942 | 0.00018993 | 0.00022309 | 0.00022322 | 0.00022358 | 0.00022483 | 0.00022589 | 0.0002291 | 0.00022935 | 0.00024621 | 0.00024839 | 0.00027003 | 0.00037971 | 0.00038027 | 0.00038252 | 0.00038306 | 0.00050367 | 0.00050442
TAS | T2 | North West Tasmania | Solar | 0 | 0 | 0 | 0 | 0 | 0 | 0 | 0 | 0 | 0.00011475 | 0.00011526 | 0.00011881 | 0.00011909 | 0.00011981 | 0.00013989 | 0.00018086 | 0.0021772 | 150 | 150 | 150 | 150 | 150 | 150 | 150 | 150 | 150 | 150
TAS | T3 | Central Highlands | Solar | 0 | 0 | 0 | 0 | 0 | 0 | 0 | 0 | 0 | 0.00012073 | 0.00012181 | 0.00013155 | 0.00013172 | 0.00013267 | 0.00016017 | 0.00016111 | 0.00016507 | 0.00016542 | 0.00019039 | 0.00019281 | 0.00019545 | 0.00026712 | 0.00026778 | 0.00027132 | 0.00027203 | 0.000352 | 0.0003534
Region | REZ | REZ Name | Technology | 2023-24 | 2024-25 | 2025-26 | 2026-27 | 2027-28 | 2028-29 | 2029-30 | 2030-31 | 2031-32 | 2032-33 | 2033-34 | 2034-35 | 2035-36 | 2036-37 | 2037-38 | 2038-39 | 2039-40 | 2040-41 | 2041-42 | 2042-43 | 2043-44 | 2044-45 | 2045-46 | 2046-47 | 2047-48 | 2048-49 | 2049-50
QLD | Q1 | Far North QLD | Wind | 337.318 | 829.2608 | 829.2608 | 829.2608 | 829.2608 | 829.2608 | 829.2608 | 875.2445 | 875.2445 | 905.6963 | 907.3184 | 907.3184 | 907.3185 | 907.3185 | 1042.4023 | 1042.4023 | 1042.4023 | 1042.4023 | 1044.5323 | 1090.5316 | 1009.3173 | 1009.3173 | 1009.3173 | 1041.3871 | 1041.3871 | 1031.3553 | 1045.3389
QLD | Q2 | North Qld Clean Energy Hub | Wind | 43.2 | 51.2571 | 51.2571 | 51.2571 | 51.2571 | 746.9455 | 746.9455 | 746.9455 | 746.9455 | 746.9455 | 760.8536 | 781.0555 | 781.0556 | 781.0556 | 793.289 | 793.289 | 793.289 | 793.289 | 793.289 | 811.3674 | 1473.8747 | 1473.8747 | 1430.6748 | 1451.475 | 1451.475 | 1451.4751 | 1451.4751
QLD | Q3 | Northern Qld | Wind | 0 | 0 | 0 | 0 | 0 | 0 | 0 | 0 | 0 | 0 | 0 | 0 | 0 | 0 | 0 | 0 | 0 | 0 | 0 | 0 | 0 | 0 | 0 | 0 | 0 | 0 | 0
QLD | Q4 | Isaac | Wind | 0 | 0.00027997 | 0.00028012 | 0.00029218 | 0.0007187 | 1000.0003 | 1000.0003 | 1000.0007 | 1000.0007 | 1000.0007 | 1000.0007 | 1000.0007 | 1000.0007 | 1000.0007 | 1000.0007 | 1000.0007 | 1000.0007 | 1000.0007 | 1000.0007 | 1000.0007 | 1000.0007 | 1000.0007 | 1000.0007 | 1000.0069 | 1000.0069 | 2064.3163 | 2064.3163
QLD | Q5 | Barcaldine | Wind | 0 | 0.00026701 | 0.00026737 | 0.00051485 | 0.0013632 | 0.0024943 | 0.0024954 | 83.3494 | 98.789 | 100.724 | 113.4991 | 113.4991 | 113.4991 | 113.4991 | 113.4991 | 113.4991 | 113.4991 | 114.6684 | 114.6685 | 123.6437 | 126.8262 | 126.8262 | 126.8262 | 127.5122 | 127.5122 | 127.5122 | 127.5122
QLD | Q6 | Fitzroy | Wind | 0 | 0.00091516 | 0.00091599 | 522.9791 | 900.0002 | 1107.7992 | 1107.7992 | 1107.7993 | 1107.7993 | 1107.7993 | 1702.399 | 1702.399 | 1702.399 | 1702.399 | 3500 | 3500 | 3500 | 3500 | 3500 | 3500 | 3500 | 3500 | 3500 | 4324.6602 | 4324.6602 | 4324.6602 | 4324.6602
QLD | Q7 | Wide Bay | Wind | 0 | 0.00021715 | 0.00021746 | 0.00023806 | 0.00026223 | 197.1276 | 197.1276 | 197.1276 | 197.1276 | 197.1276 | 197.1276 | 197.1276 | 197.1276 | 197.1276 | 197.1276 | 197.1276 | 197.1276 | 197.1276 | 197.1276 | 197.1276 | 197.1276 | 197.1276 | 197.1276 | 526.4416 | 1100 | 1100.0001 | 1100.0001
QLD | Q8 | Darling Downs | Wind | 753 | 1540.5244 | 1540.5244 | 1540.5246 | 2325.9982 | 3002.4364 | 3073.5797 | 4557.7071 | 4557.7071 | 5804.9139 | 6525.9976 | 6525.9976 | 6525.9976 | 6525.9976 | 6525.9976 | 6525.9976 | 6525.9976 | 6525.9976 | 6525.9976 | 7169.3566 | 7169.3566 | 6716.3566 | 6716.3566 | 8724.7769 | 8724.7769 | 9519.5323 | 9519.5323
QLD | Q9 | Banana | Wind | 0 | 0.00011077 | 0.00011085 | 0.00013505 | 0.00033386 | 183.2198 | 183.2198 | 183.2198 | 183.2198 | 183.2199 | 183.2199 | 183.2199 | 183.2199 | 183.2199 | 183.2202 | 183.2202 | 183.2202 | 433.6963 | 809.5591 | 809.5591 | 809.5591 | 809.5591 | 809.5591 | 1864.8935 | 1864.8935 | 1864.8935 | 1864.8935
NSW | N1 | North West NSW | Wind | 0 | 0 | 0 | 0 | 0 | 0 | 0 | 0 | 0 | 0 | 0 | 0 | 0 | 0 | 0 | 0 | 0 | 0 | 0 | 0 | 0 | 0 | 0 | 0 | 0 | 0 | 0
NSW | N2 | New England | Wind | 442.48 | 442.4841 | 453.9104 | 453.9104 | 3237.9662 | 4011.8767 | 4021.5371 | 4094.5662 | 4094.5662 | 4094.5662 | 4158.6571 | 4307.7798 | 5757.9553 | 6034.5423 | 6954.606 | 6782.126 | 6782.126 | 6782.126 | 6988.226 | 7070.2964 | 7400 | 7400 | 7400 | 7400 | 7400 | 7400 | 7400
NSW | N3 | Central-West Orana | Wind | 113.19 | 2235.4306 | 2235.4306 | 3113.19 | 3541.047 | 3541.047 | 3726.9786 | 3734.2923 | 3734.2923 | 4821.5555 | 5363.5962 | 5363.5962 | 5363.5962 | 5363.5962 | 5363.5962 | 5363.5962 | 5363.5962 | 5584.7916 | 5679.9234 | 6293.095 | 7246.078 | 7246.078 | 7246.0787 | 8213.6993 | 9137.44 | 10059.816 | 9946.626
NSW | N4 | Broken Hill | Wind | 198.94 | 198.94 | 198.94 | 198.9403 | 198.9403 | 198.9404 | 198.9407 | 198.9412 | 198.9412 | 198.9422 | 198.9423 | 198.9423 | 198.9423 | 198.9423 | 198.9423 | 198.9423 | 198.9423 | 198.9423 | 198.9423 | 198.9464 | 0.006425 | 0.0066354 | 42.2116 | 230.9164 | 230.9165 | 230.9165 | 230.9165
NSW | N5 | South West NSW | Wind | 0 | 0 | 0.00030345 | 0.00030929 | 0.00031028 | 0.0003128 | 0.000365 | 0.00046335 | 0.00046792 | 0.00051066 | 0.00053313 | 0.00053354 | 0.00053397 | 0.00053519 | 0.00053721 | 0.00053893 | 0.00053985 | 0.00062558 | 0.00062877 | 0.00099035 | 0.00099237 | 0.0012343 | 0.0012568 | 0.0012635 | 0.0018716 | 0.001874 | 0.001876
NSW | N6 | Wagga Wagga | Wind | 0 | 0 | 0 | 0 | 0 | 0.00023314 | 0.00033697 | 0.0003983 | 0.00039899 | 0.00040078 | 0.00040669 | 0.00040682 | 0.00040699 | 0.0004079 | 0.0004092 | 0.00042784 | 0.00043531 | 0.000547 | 0.00054787 | 0.00069722 | 0.00069759 | 0.00072443 | 0.00077273 | 0.00080902 | 0.0016442 | 0.0016645 | 0.0017424
NSW | N7 | Tumut | Wind | 0 | 0 | 0 | 0 | 0 | 0 | 0 | 0 | 0 | 0 | 0 | 0 | 0 | 0 | 0 | 0 | 0 | 0 | 0 | 0 | 0 | 0 | 0 | 0 | 0 | 0 | 0
NSW | N8 | Cooma-Monaro | Wind | 113 | 372.2373 | 410.8166 | 410.8166 | 410.8166 | 410.8166 | 413 | 413 | 413 | 413 | 413 | 413 | 413 | 413 | 413 | 413 | 416.1567 | 387.6666 | 387.6666 | 661.8136 | 661.8136 | 661.8136 | 762.7838 | 828 | 828 | 828 | 828
VIC | V1 | Ovens Murray | Wind | 0 | 0 | 0 | 0 | 0 | 0 | 0 | 0 | 0 | 0 | 0 | 0 | 0 | 0 | 0 | 0 | 0 | 0 | 0 | 0 | 0 | 0 | 0 | 0 | 0 | 0 | 0
VIC | V2 | Murray River | Wind | 0 | 0 | 0 | 0 | 0 | 0 | 0 | 0 | 0 | 0 | 0 | 0 | 0 | 0 | 0 | 0 | 0 | 0 | 0 | 0 | 0 | 0 | 0 | 0 | 0 | 0 | 0
VIC | V3 | Western Victoria | Wind | 1934.5 | 1934.5 | 1934.5 | 1934.5 | 2209.6863 | 2634.5007 | 2634.5017 | 2634.5033 | 2634.5033 | 2634.5033 | 2582.0033 | 2390.0033 | 2390.0033 | 2390.0033 | 2390.0033 | 2390.0033 | 2390.0033 | 2390.0033 | 2390.0033 | 2358.9533 | 2227.7533 | 1915.7533 | 1948.7668 | 3717.6629 | 3575.7501 | 3547.0501 | 3105.367
VIC | V4 | South West Victoria | Wind | 2023.21 | 2404.6231 | 2404.6231 | 2790.0017 | 2790.0017 | 2790.0017 | 2859.4225 | 2859.4229 | 2859.4229 | 2859.4229 | 2859.4229 | 2859.4229 | 2859.4229 | 2859.4229 | 2792.2229 | 2372.2229 | 2372.2229 | 2249.9729 | 2249.9729 | 2230.473 | 2062.6744 | 2062.6744 | 1622.9566 | 1622.9566 | 2006.3481 | 2560.1623 | 3780.5998
VIC | V5 | Gippsland | Wind | 0 | 500.0002 | 500.0002 | 500.0005 | 500.0005 | 500.0005 | 500.0005 | 500.0005 | 500.0005 | 500.0005 | 500.0005 | 500.0005 | 500.0005 | 500.0005 | 500.0005 | 500.0005 | 500.0005 | 500.0005 | 500.0005 | 500.0005 | 500.0005 | 500.0006 | 500.0007 | 500.0007 | 500.0013 | 500.0013 | 500.0013
VIC | V6 | Central North VIC | Wind | 0 | 0.0002884 | 0.00028844 | 0.00044896 | 0.00044971 | 0.00047435 | 0.00047667 | 238.0651 | 238.0651 | 238.0652 | 238.0652 | 238.0652 | 238.0652 | 238.0652 | 238.0652 | 238.0652 | 238.0652 | 238.0654 | 238.0654 | 400.001 | 400.001 | 400.0011 | 400.0018 | 400.0018 | 400.0023 | 583.217 | 583.217
SA | S1 | South East SA | Wind | 324.5 | 759.0239 | 759.0239 | 1059.2566 | 1059.2566 | 1059.2566 | 1088.1832 | 1079.2614 | 1079.2614 | 1079.2614 | 1182.8702 | 1182.8702 | 1102.3702 | 1102.3702 | 1102.3702 | 943.3702 | 943.3702 | 904.3702 | 904.3702 | 1141.5476 | 1171.9272 | 1171.9272 | 1171.9272 | 1171.9272 | 1171.9272 | 1171.9272 | 1254.5695
SA | S2 | Riverland | Wind | 0 | 0.00010652 | 0.00010655 | 0.00025362 | 0.00025439 | 0.00025786 | 0.00028771 | 0.00041983 | 0.00042126 | 0.00046714 | 0.00060098 | 0.00060175 | 0.00060318 | 0.0006046 | 0.00060893 | 0.00062167 | 0.00062428 | 0.00062988 | 0.0006314 | 0.00089172 | 0.00089473 | 0.0010198 | 0.0010259 | 0.0010364 | 0.00121 | 0.0012839 | 0.0012872
SA | S3 | Mid-North SA | Wind | 1343.1 | 1343.1007 | 1343.1007 | 1343.104 | 1343.104 | 2043.797 | 2141.8458 | 2141.8463 | 2141.8463 | 2261.6485 | 2178.1358 | 2178.1358 | 2106.7358 | 1921.9358 | 2188.2018 | 2188.2018 | 1942.1711 | 1942.1711 | 1942.1711 | 2152.03 | 1938.13 | 2287.2121 | 2156.4121 | 2156.4122 | 2385.5084 | 2943.3791 | 3023.6193
SA | S4 | Yorke Peninsula | Wind | 90.75 | 90.751 | 90.751 | 104.8154 | 104.8154 | 104.8154 | 105.2733 | 108.308 | 108.308 | 108.308 | 108.308 | 108.308 | 108.308 | 108.3081 | 108.3081 | 108.3081 | 108.3081 | 108.3081 | 108.3081 | 108.3081 | 108.3081 | 109.5323 | 109.5323 | 109.5323 | 109.5323 | 109.5323 | 109.5325
SA | S5 | Northern SA | Wind | 422.4 | 422.4 | 422.4 | 422.4 | 422.4 | 422.4 | 422.4 | 422.4 | 422.4 | 422.4 | 422.4 | 422.4 | 422.4 | 422.4 | 422.4 | 422.4 | 422.4 | 422.4 | 422.4 | 422.4 | 422.4 | 422.4 | 210 | 210 | 210 | 210 | 210
SA | S6 | Leigh Creek | Wind | 0 | 0.00033871 | 0.00033883 | 0.00045606 | 0.00045827 | 0.00099694 | 0.0010524 | 0.0010599 | 0.0010601 | 0.0010707 | 0.0010712 | 0.0010721 | 0.0010724 | 0.0010741 | 115.8267 | 115.8267 | 115.8267 | 115.8267 | 115.8267 | 115.8267 | 177.9975 | 177.9975 | 177.9987 | 1381.8731 | 1813.0421 | 1813.0421 | 1813.0421
SA | S7 | Roxby Downs | Wind | 0 | 0 | 0 | 0 | 0 | 0 | 0 | 0 | 0 | 0 | 0 | 0 | 0 | 0 | 0 | 0 | 0 | 0 | 0 | 0 | 0 | 0 | 0 | 0 | 0 | 0 | 0
SA | S8 | Eastern Eyre Peninsula | Wind | 136 | 136.0004 | 136.0004 | 136.0011 | 136.0011 | 136.0011 | 136.0011 | 285.1109 | 285.1109 | 310.9901 | 310.9901 | 310.9901 | 240.9901 | 240.9901 | 240.9901 | 240.9901 | 240.9901 | 240.9901 | 240.9901 | 240.9902 | 240.9902 | 319.0188 | 319.0188 | 319.0188 | 319.0188 | 319.0188 | 319.0188
SA | S9 | Western Eyre Peninsula | Wind | 0 | 0.00033531 | 0.00033541 | 0.00070656 | 0.00071055 | 0.00071645 | 0.00071991 | 0.0015852 | 0.0015859 | 0.003438 | 0.0034563 | 0.0034574 | 0.003459 | 0.0034606 | 0.0034638 | 0.0034648 | 0.003466 | 156.7431 | 156.7431 | 156.7431 | 156.7431 | 400.0013 | 400.0013 | 400.0013 | 400.0013 | 400.0013 | 400.0013
TAS | T1 | North East Tasmania | Wind | 168 | 257.5132 | 257.5132 | 257.5132 | 257.5132 | 257.5132 | 257.5132 | 282.1052 | 282.1053 | 282.5971 | 282.5971 | 282.5971 | 282.5971 | 282.5971 | 282.5971 | 282.5971 | 282.5971 | 282.5971 | 282.5971 | 282.5971 | 282.5971 | 282.5971 | 282.5971 | 282.5971 | 282.5971 | 282.5971 | 282.5971
TAS | T2 | North West Tasmania | Wind | 251.6 | 251.6013 | 251.6013 | 251.6013 | 251.6016 | 310.8107 | 310.8107 | 334.386 | 1191.3513 | 1191.3513 | 1191.3513 | 1191.3513 | 1191.3513 | 1191.3513 | 1191.3513 | 1191.3513 | 1191.3514 | 1191.3514 | 1191.3514 | 1191.3514 | 1191.3514 | 1191.3514 | 1191.3514 | 1191.3514 | 1191.3514 | 1191.3514 | 1191.3514
TAS | T3 | Central Highlands | Wind | 144 | 666.3776 | 666.3776 | 728.1657 | 783.2434 | 783.2436 | 1243.4565 | 1255.6149 | 1272.6836 | 1272.6836 | 1272.6836 | 1272.6836 | 1272.6836 | 1272.6836 | 1272.6836 | 1273.8146 | 1411.0299 | 1477.9821 | 1477.9821 | 1477.9821 | 1477.9821 | 1333.9821 | 1333.9821 | 1333.9821 | 1333.9821 | 1333.9821 | 1333.9821
Region | REZ | REZ Name | Technology | 2023-24 | 2024-25 | 2025-26 | 2026-27 | 2027-28 | 2028-29 | 2029-30 | 2030-31 | 2031-32 | 2032-33 | 2033-34 | 2034-35 | 2035-36 | 2036-37 | 2037-38 | 2038-39 | 2039-40 | 2040-41 | 2041-42 | 2042-43 | 2043-44 | 2044-45 | 2045-46 | 2046-47 | 2047-48 | 2048-49 | 2049-50
NSW | O1 | Hunter Coast | Offshore Wind | 0 | 0 | 0 | 0 | 0 | 0 | 0 | 0 | 0 | 0 | 0 | 0 | 0 | 0 | 0 | 0 | 0 | 0 | 0 | 0 | 0 | 0 | 0 | 0.00011165 | 0.00011177 | 0.00013246 | 0.00013257
NSW | O2 | Illawarra Coast | Offshore Wind | 0 | 0 | 0 | 0 | 0 | 0 | 0 | 0 | 0 | 0 | 0 | 0 | 0 | 0 | 0 | 0 | 0 | 0 | 0 | 0 | 0 | 0 | 0 | 0.00011066 | 0.0001109 | 0.00016334 | 0.00016386
VIC | O3 | Gippsland Coast | Offshore Wind | 0 | 0 | 0 | 0 | 0 | 399.9998 | 799.9992 | 1199.9991 | 1599.9991 | 1999.9991 | 2666.6658 | 3330.069 | 3831.9329 | 4689.337 | 5530.968 | 5530.968 | 5530.968 | 5771.1772 | 5771.1772 | 5771.1772 | 5771.1772 | 5771.1772 | 5771.1772 | 5771.1772 | 5771.1772 | 5771.1772 | 5771.1772
TAS | O4 | North West Tasmania Coast | Offshore Wind | 0 | 0 | 0 | 0 | 0 | 0 | 0 | 0 | 0 | 0 | 0 | 0 | 0 | 0 | 0 | 0 | 0 | 0 | 0 | 0 | 0 | 0 | 0 | 0 | 0 | 0 | 0
VIC | O5 | Portland Coast | Offshore Wind | 0 | 0 | 0 | 0 | 0 | 0.00020975 | 0.00079584 | 0.00079837 | 0.00079927 | 0.00080004 | 0.0008695 | 3.2641 | 168.067 | 310.6629 | 469.0325 | 1469.0325 | 2469.0325 | 3228.823 | 3228.823 | 3228.823 | 3228.823 | 3228.823 | 3228.823 | 3228.823 | 3228.823 | 3228.823 | 3228.823
SA | O6 | South East SA Coast | Offshore Wind | 0 | 0 | 0 | 0 | 0 | 0 | 0 | 0 | 0 | 0 | 0 | 0 | 0 | 0 | 0 | 0 | 0 | 0 | 0 | 0 | 0 | 0 | 0 | 0 | 0 | 0 | 0

## Option 3A_VOM Cost
VOM cost by technology ($000s) - Option 3A, Step Change Scenario
VOM | Real June 2021 dollars discounted to 1 July 2021
Explicitly modelled generation
Region | Technology | 2023-24 | 2024-25 | 2025-26 | 2026-27 | 2027-28 | 2028-29 | 2029-30 | 2030-31 | 2031-32 | 2032-33 | 2033-34 | 2034-35 | 2035-36 | 2036-37 | 2037-38 | 2038-39 | 2039-40 | 2040-41 | 2041-42 | 2042-43 | 2043-44 | 2044-45 | 2045-46 | 2046-47 | 2047-48 | 2048-49 | 2049-50
NEM | Black Coal | 331356.3633 | 274917.1912 | 254579.3073 | 224031.9797 | 168536.672 | 133236.7852 | 114402.2186 | 83488.266 | 75582.7548 | 64030.3845 | 39015.189 | 36671.5915 | 30122.3116 | 27649.7528 | 27624.1383 | 24600.0311 | 6891.9012 | 2603.738 | 2430.2148 | 0 | 0 | 0 | 0 | 0 | 0 | 0 | 0
NEM | Brown Coal | 106875.832 | 88960.506 | 78666.5805 | 58636.9065 | 56097.5655 | 43913.716 | 26419.379 | 16464.6945 | 12262.5295 | 0 | 0 | 0 | 0 | 0 | 0 | 0 | 0 | 0 | 0 | 0 | 0 | 0 | 0 | 0 | 0 | 0 | 0
NEM | CCGT | 14273.0034 | 10330.8725 | 19160.3898 | 23116.2733 | 22396.7439 | 24167.7339 | 26689.2665 | 30611.6498 | 24833.9875 | 23163.6887 | 30882.2625 | 32784.2887 | 22985.2613 | 19246.1879 | 14526.9559 | 14948.0342 | 13215.9656 | 10865.6044 | 9004.959 | 9623.3517 | 7199.9376 | 5762.0043 | 2863.1308 | 1947.868 | 1832.0479 | 1715.4412 | 1652.0516
NEM | Gas - Steam | 238.9254 | 219.0281 | 653.6926 | 297.0002 | 187.1526 | 335.721 | 253.6827 | 1448.2528 | 198.495 | 461.417 | 478.3313 | 707.0478 | 373.8315 | 436.9235 | 568.9739 | 424.5796 | 0 | 0 | 0 | 0 | 0 | 0 | 0 | 0 | 0 | 0 | 0
NEM | OCGT / Diesel | 1874.3467 | 1532.9604 | 3105.8925 | 3190.6981 | 2179.2791 | 2711.8834 | 2128.4882 | 9020.1937 | 3640.9494 | 5903.0063 | 11255.7527 | 17270.5571 | 9314.8581 | 10962.8854 | 9416.7608 | 6355.9722 | 16586.6881 | 12965.8498 | 6837.5315 | 8268.0667 | 13122.6675 | 6901.1109 | 8651.4509 | 9132.4339 | 4232.6759 | 5913.5084 | 4879.295
NEM | Hydro | 115876.0907 | 98507.0335 | 95476.4759 | 86259.7048 | 70365.3436 | 81932.58 | 83580.3987 | 77438.3756 | 69933.076 | 63234.6034 | 68707.8926 | 64719.5763 | 55502.5626 | 48346.9921 | 54201.7848 | 45797.8747 | 38749.0876 | 34243.7119 | 31187.6573 | 33487.6776 | 33481.0867 | 28650.393 | 25734.5692 | 31435.0672 | 28128.175 | 26839.7629 | 23414.809
NEM | Hydrogen Turbine | 0 | 0 | 0 | 0 | 0 | 0 | 0 | 0 | 0 | 0 | 0 | 0 | 0 | 0 | 0 | 0 | 0 | 0 | 0 | 0 | 0 | 0 | 0 | 0 | 0 | 0 | 0
NEM | Wind | 2523.0379 | 3893.1415 | 3782.2059 | 4235.2753 | 5289.1913 | 6011.3512 | 5955.8545 | 6010.1493 | 6217.2809 | 6165.8754 | 6142.2881 | 5870.6309 | 5970.6834 | 5961.0053 | 6033.2671 | 5748.536 | 5389.9145 | 5233.2953 | 4907.8205 | 4848.3057 | 4656.9014 | 4461.8409 | 4325.7041 | 4620.2958 | 4503.1787 | 4376.2044 | 4187.3423
NEM | Solar PV | 1829.1919 | 1599.7683 | 1738.0325 | 1733.9764 | 1629.5332 | 1480.9096 | 1621.3393 | 1874.1423 | 1841.1284 | 2111.1232 | 2194.6093 | 2151.4342 | 2093.9518 | 1991.113 | 1943.256 | 2016.0028 | 2585.6776 | 2626.9501 | 2885.3644 | 3294.0953 | 3217.7651 | 3038.9193 | 2973.3615 | 2627.7592 | 2548.9633 | 2587.5096 | 2511.5237
NEM | Grid Battery | 36.6379 | 34.4221 | 117.8223 | 190.359 | 392.9265 | 702.9164 | 694.5053 | 786.9011 | 729.8217 | 1293.6682 | 1194.5459 | 1082.6893 | 1122.0378 | 1072.0813 | 911.983 | 881.998 | 1242.1808 | 1183.947 | 1737.6508 | 2059.7269 | 1924.8098 | 1946.576 | 1863.4122 | 1481.8686 | 1375.2485 | 1361.8213 | 1235.7308
NEM | Pumped Hydro | 3583.4148 | 5590.5583 | 5294.9377 | 8817.8616 | 10903.1112 | 15687.0045 | 16747.4508 | 22242.3833 | 21357.3304 | 18914.245 | 20579.279 | 19226.3661 | 19155.5999 | 19395.3192 | 16989.9941 | 15407.3705 | 13417.1769 | 9523.4897 | 10160.8307 | 10153.5236 | 8596.0124 | 7416.6799 | 7194.6518 | 8455.9233 | 6590.6683 | 5975.5116 | 4385.8909
NEM | VPP | 19.3506 | 36.5727 | 61.7313 | 85.5464 | 109.1696 | 127.4775 | 160.3678 | 183.4262 | 200.8188 | 222.9485 | 250.1617 | 264.059 | 291.3477 | 310.7776 | 306.4074 | 313.1637 | 318.5105 | 301.2814 | 311.654 | 307.5144 | 295.7563 | 299.3921 | 302.5457 | 280.0725 | 274.9387 | 270.7322 | 256.5811
Total excluding storage |  | 578486.1946 | 485622.0547 | 462637.0683 | 410595.5811 | 338086.6885 | 310308.0786 | 278652.9513 | 249568.4347 | 216798.1724 | 185500.9602 | 180700.3122 | 180748.2408 | 146932.4456 | 135373.0381 | 132523.5213 | 116493.563 | 98397.1027 | 79547.8677 | 69463.683 | 72042.2621 | 72494.9369 | 58476.9165 | 53908.8262 | 59981.2884 | 49485.8963 | 49040.4915 | 42523.2245
Region | Technology | 2023-24 | 2024-25 | 2025-26 | 2026-27 | 2027-28 | 2028-29 | 2029-30 | 2030-31 | 2031-32 | 2032-33 | 2033-34 | 2034-35 | 2035-36 | 2036-37 | 2037-38 | 2038-39 | 2039-40 | 2040-41 | 2041-42 | 2042-43 | 2043-44 | 2044-45 | 2045-46 | 2046-47 | 2047-48 | 2048-49 | 2049-50
NSW1 | Black Coal | 166026.259 | 131185.9095 | 114419.0986 | 102663.778 | 67174.753 | 57852.717 | 45940.609 | 37927.254 | 34677.6635 | 33565.6395 | 17586.2585 | 16882.941 | 13894.102 | 11598.4565 | 12224.8565 | 11401.007 | 0 | 0 | 0 | 0 | 0 | 0 | 0 | 0 | 0 | 0 | 0
NSW1 | Brown Coal | 0 | 0 | 0 | 0 | 0 | 0 | 0 | 0 | 0 | 0 | 0 | 0 | 0 | 0 | 0 | 0 | 0 | 0 | 0 | 0 | 0 | 0 | 0 | 0 | 0 | 0 | 0
NSW1 | CCGT | 91.8157 | 40.2361 | 1855.0575 | 3908.6868 | 4194.901 | 3319.8218 | 5240.724 | 5196.781 | 4342.888 | 3828.922 | 5703.961 | 6315.2095 | 3797.9952 | 3602.3638 | 3678.585 | 4048.2328 | 3984.7665 | 3045.717 | 2614.0918 | 2703.2948 | 0 | 0 | 0 | 0 | 0 | 0 | 0
NSW1 | Gas - Steam | 0 | 0 | 0 | 0 | 0 | 0 | 0 | 0 | 0 | 0 | 0 | 0 | 0 | 0 | 0 | 0 | 0 | 0 | 0 | 0 | 0 | 0 | 0 | 0 | 0 | 0 | 0
NSW1 | OCGT / Diesel | 65.8381 | 31.3224 | 167.4085 | 183.989 | 110.9445 | 15.6627 | 0.2699 | 353.6172 | 55.7987 | 324.5785 | 485.4408 | 2033.1103 | 870.7893 | 1278.155 | 866.2109 | 524.7137 | 3376.3741 | 3090.1802 | 1409.7443 | 1521.3173 | 3117.2032 | 1455.7949 | 2015.199 | 1738.6538 | 1437.4972 | 1377.9944 | 1423.8859
NSW1 | Hydro | 13511.0171 | 17878.4522 | 17674.4824 | 16882.226 | 13351.6513 | 18009.6609 | 14525.0901 | 14065.0536 | 12461.3602 | 10460.3799 | 12460.1436 | 12151.6087 | 10623.7635 | 8900.0576 | 11799.2308 | 9224.5916 | 7745.1799 | 7151.4 | 6192.3068 | 6887.2814 | 6678.8925 | 5847.8675 | 4699.492 | 6967.1154 | 6295.5638 | 6073.0184 | 5492.4272
NSW1 | Hydrogen Turbine | 0 | 0 | 0 | 0 | 0 | 0 | 0 | 0 | 0 | 0 | 0 | 0 | 0 | 0 | 0 | 0 | 0 | 0 | 0 | 0 | 0 | 0 | 0 | 0 | 0 | 0 | 0
NSW1 | Wind | 524.044 | 1147.6006 | 1105.6629 | 1292.2438 | 1957.9147 | 2044.7652 | 1877.2513 | 1778.5737 | 1676.1248 | 1771.6995 | 1720.5186 | 1633.1361 | 1807.2527 | 1750.6299 | 1795.6676 | 1603.9054 | 1491.1239 | 1321.6501 | 1324.9026 | 1296.9533 | 1269.6064 | 1249.9738 | 1211.782 | 1275.4751 | 1199.5349 | 1139.4669 | 1005.3012
NSW1 | Solar PV | 772.0313 | 687.187 | 812.1936 | 849.9282 | 813.1478 | 755.4043 | 883.6784 | 1079.3022 | 1014.8826 | 1015.5494 | 1071.8514 | 988.6125 | 990.607 | 936.9917 | 859.3917 | 867.5866 | 1058.1218 | 1029.6281 | 1126.4616 | 1093.3795 | 1018.0898 | 1014.1769 | 973.3482 | 868.0412 | 808.6184 | 850.854 | 832.0536
NSW1 | Grid Battery | 1.8048 | 2.0797 | 85.5357 | 160.106 | 364.7149 | 419.4567 | 425.3725 | 435.5134 | 392.8764 | 560.2208 | 496.8098 | 438.1442 | 455.715 | 422.1751 | 366.5076 | 347.6005 | 505.14 | 461.6829 | 592.1518 | 577.5346 | 491.7332 | 559.0126 | 497.2944 | 399.0081 | 326.2672 | 364.4101 | 336.7154
NSW1 | Pumped Hydro | 731.9413 | 1381.3453 | 1324.9002 | 3693.2695 | 5885.8502 | 13074.814 | 13724.3801 | 18367.6918 | 17838.9474 | 16024.9158 | 17552.7055 | 16631.4517 | 16350.0681 | 16812.3637 | 15353.4534 | 13536.1235 | 11602.1438 | 7932.1942 | 8671.2064 | 8567.4227 | 7236.0662 | 6202.8079 | 6179.7468 | 7601.6123 | 5834.4811 | 5198.6107 | 3758.4511
NSW1 | VPP | 5.0741 | 11.0579 | 19.4337 | 27.0394 | 34.47 | 40.0613 | 50.7114 | 60.016 | 66.8434 | 76.5479 | 86.4809 | 92.2322 | 103.5063 | 109.2528 | 108.9452 | 112.114 | 114.4062 | 109.0848 | 113.3939 | 110.156 | 104.8053 | 108.1881 | 107.1844 | 98.5952 | 97.3534 | 97.3403 | 94.0993
Total excluding storage |  | 181729.8254 | 152365.1908 | 137463.773 | 129661.2667 | 93888.3475 | 95532.3639 | 82668.0868 | 79263.8028 | 72527.385 | 67628.4533 | 57164.1701 | 57166.4462 | 48893.7991 | 45410.4462 | 47052.8486 | 41665.8751 | 29877.2563 | 24141.5371 | 22044.2591 | 22757.3395 | 19916.3966 | 16437.8218 | 15684.0467 | 18948.5012 | 15999.3161 | 15101.6947 | 12942.9337
Region | Technology | 2023-24 | 2024-25 | 2025-26 | 2026-27 | 2027-28 | 2028-29 | 2029-30 | 2030-31 | 2031-32 | 2032-33 | 2033-34 | 2034-35 | 2035-36 | 2036-37 | 2037-38 | 2038-39 | 2039-40 | 2040-41 | 2041-42 | 2042-43 | 2043-44 | 2044-45 | 2045-46 | 2046-47 | 2047-48 | 2048-49 | 2049-50
QLD1 | Black Coal | 165330.1043 | 143731.2817 | 140160.2087 | 121368.2017 | 101361.919 | 75384.0682 | 68461.6096 | 45561.012 | 40905.0913 | 30464.745 | 21428.9305 | 19788.6505 | 16228.2096 | 16051.2963 | 15399.2818 | 13199.0241 | 6891.9012 | 2603.738 | 2430.2148 | 0 | 0 | 0 | 0 | 0 | 0 | 0 | 0
QLD1 | Brown Coal | 0 | 0 | 0 | 0 | 0 | 0 | 0 | 0 | 0 | 0 | 0 | 0 | 0 | 0 | 0 | 0 | 0 | 0 | 0 | 0 | 0 | 0 | 0 | 0 | 0 | 0 | 0
QLD1 | CCGT | 6918.0562 | 5487.9969 | 10260.8673 | 14692.6455 | 14491.6191 | 16049.1195 | 16968.9255 | 19114.6433 | 17104.5435 | 15468.2549 | 20465.942 | 20829.3602 | 16082.0439 | 12270.0266 | 10848.3709 | 10899.8014 | 9231.1991 | 7819.8874 | 6390.8672 | 6920.0569 | 7199.9376 | 5762.0043 | 2863.1308 | 1947.868 | 1832.0479 | 1715.4412 | 1652.0516
QLD1 | Gas - Steam | 0 | 0 | 0 | 0 | 0 | 0 | 0 | 0 | 0 | 0 | 0 | 0 | 0 | 0 | 0 | 0 | 0 | 0 | 0 | 0 | 0 | 0 | 0 | 0 | 0 | 0 | 0
QLD1 | OCGT / Diesel | 23.5781 | 0.0017383 | 23.3008 | 153.2709 | 194.0264 | 132.5642 | 34.2573 | 2648.1399 | 1872.1941 | 1861.9082 | 6248.3069 | 6474.9924 | 4477.5104 | 5920.5712 | 2482.7175 | 1427.1199 | 4660.7588 | 3890.3846 | 1691.7571 | 2998.8239 | 3453.4167 | 2247.3802 | 3266.9346 | 3130.6951 | 1165.4181 | 2321.943 | 1745.0689
QLD1 | Hydro | 4790.0864 | 4543.5721 | 4413.2024 | 4012.5849 | 3877.2978 | 3725.4008 | 3508.0172 | 3296.7908 | 3118.9015 | 2963.3886 | 2783.2742 | 2605.9169 | 2447.598 | 2342.2881 | 688.6063 | 613.4974 | 494.1724 | 412.8287 | 367.7619 | 0 | 0 | 0 | 0 | 0 | 0 | 0 | 0
QLD1 | Hydrogen Turbine | 0 | 0 | 0 | 0 | 0 | 0 | 0 | 0 | 0 | 0 | 0 | 0 | 0 | 0 | 0 | 0 | 0 | 0 | 0 | 0 | 0 | 0 | 0 | 0 | 0 | 0 | 0
QLD1 | Wind | 353.8098 | 645.7704 | 647.2543 | 740.8561 | 1012.451 | 1566.7935 | 1482.2187 | 1697.9793 | 1582.917 | 1691.2218 | 1709.2842 | 1619.9238 | 1511.0645 | 1529.0408 | 1668.7999 | 1560.8131 | 1470.3117 | 1330.1713 | 1318.1383 | 1266.3658 | 1261.536 | 1128.6345 | 1128.3063 | 1358.0518 | 1286.2257 | 1358.1065 | 1212.484
QLD1 | Solar PV | 751.1993 | 663.8138 | 687.077 | 658.349 | 604.7047 | 528.0362 | 553.8707 | 623.6663 | 653.1184 | 752.3835 | 806.207 | 840.8876 | 797.1681 | 747.8697 | 752.458 | 836.9787 | 1221.5956 | 1293.0414 | 1281.1548 | 1735.7286 | 1612.2486 | 1449.6078 | 1397.9387 | 1267.5727 | 1274.6756 | 1273.2014 | 1269.0081
QLD1 | Grid Battery | 4.6923 | 4.4294 | 4.2806 | 4.1105 | 3.8964 | 260.9954 | 248.2224 | 313.9303 | 301.9242 | 538.7045 | 523.6718 | 491.2726 | 464.7727 | 456.5015 | 368.9628 | 368.4553 | 581.8462 | 564.4717 | 722.1544 | 1106.4483 | 998.5486 | 928.0929 | 894.6104 | 712.7799 | 712.5391 | 674.9141 | 636.7721
QLD1 | Pumped Hydro | 2851.4735 | 4209.2131 | 3970.0371 | 5124.5915 | 5017.2604 | 2612.1898 | 3023.0699 | 3854.4317 | 3492.4703 | 2760.0579 | 2904.7358 | 2485.247 | 2670.0741 | 2455.9165 | 1505.5483 | 1753.3426 | 1694.5337 | 1490.8937 | 1399.2527 | 1490.9937 | 1280.5393 | 1134.8413 | 935.7151 | 781.2946 | 691.3121 | 716.49 | 573.9328
QLD1 | VPP | 4.4918 | 9.0151 | 15.1801 | 22.5126 | 28.7849 | 34.992 | 45.8363 | 54.5495 | 60.1455 | 66.7818 | 75.7913 | 82.2106 | 87.8557 | 95.2269 | 92.6625 | 96.8204 | 99.5999 | 98.6253 | 98.3381 | 99.5866 | 98.0328 | 95.1627 | 95.5763 | 91.4709 | 89.4073 | 85.2765 | 83.9775
Total excluding storage |  | 181027.4918 | 159295.0943 | 160181.4082 | 146777.1227 | 126591.9597 | 100294.1597 | 94326.0276 | 77165.1431 | 69091.3058 | 56567.4463 | 56946.1437 | 55218.4615 | 44766.2969 | 41868.7376 | 33807.4079 | 30755.8531 | 26345.9186 | 19504.0422 | 15699.6394 | 15618.0037 | 15904.2595 | 12745.7237 | 10582.2121 | 9289.7329 | 7051.6257 | 8145.3727 | 7173.295
Region | Technology | 2023-24 | 2024-25 | 2025-26 | 2026-27 | 2027-28 | 2028-29 | 2029-30 | 2030-31 | 2031-32 | 2032-33 | 2033-34 | 2034-35 | 2035-36 | 2036-37 | 2037-38 | 2038-39 | 2039-40 | 2040-41 | 2041-42 | 2042-43 | 2043-44 | 2044-45 | 2045-46 | 2046-47 | 2047-48 | 2048-49 | 2049-50
VIC1 | Black Coal | 0 | 0 | 0 | 0 | 0 | 0 | 0 | 0 | 0 | 0 | 0 | 0 | 0 | 0 | 0 | 0 | 0 | 0 | 0 | 0 | 0 | 0 | 0 | 0 | 0 | 0 | 0
VIC1 | Brown Coal | 106875.832 | 88960.506 | 78666.5805 | 58636.9065 | 56097.5655 | 43913.716 | 26419.379 | 16464.6945 | 12262.5295 | 0 | 0 | 0 | 0 | 0 | 0 | 0 | 0 | 0 | 0 | 0 | 0 | 0 | 0 | 0 | 0 | 0 | 0
VIC1 | CCGT | 0 | 0 | 0 | 0 | 0 | 0 | 0 | 0 | 0 | 0 | 0 | 0 | 0 | 0 | 0 | 0 | 0 | 0 | 0 | 0 | 0 | 0 | 0 | 0 | 0 | 0 | 0
VIC1 | Gas - Steam | 35.9228 | 36.9316 | 135.6445 | 297.0002 | 187.1526 | 335.721 | 253.6827 | 1448.2528 | 198.495 | 461.417 | 478.3313 | 707.0478 | 373.8315 | 436.9235 | 568.9739 | 424.5796 | 0 | 0 | 0 | 0 | 0 | 0 | 0 | 0 | 0 | 0 | 0
VIC1 | OCGT / Diesel | 222.6901 | 143.8543 | 340.6503 | 1194.8547 | 653.8008 | 927.7757 | 549.8507 | 2741.6433 | 341.8046 | 1844.3616 | 1801.8941 | 4695.7486 | 2083.5905 | 1811.9543 | 3440.7278 | 2095.8301 | 5142.9517 | 3609.1798 | 2282.4647 | 2118.8087 | 4227.0515 | 2686.8858 | 2954.4974 | 3880.5882 | 1396.7839 | 1901.8998 | 1428.8164
VIC1 | Hydro | 18151.6442 | 20864.8522 | 20378.4072 | 18315.1546 | 14483.5207 | 20646.4355 | 16307.0421 | 13348.3904 | 12632.6512 | 10898.3356 | 12725.961 | 12384.5796 | 11196.2781 | 8854 | 12706.1941 | 10064.6813 | 8246.8267 | 7773.7291 | 6741.1438 | 7841.2531 | 7656.8664 | 6893.778 | 5470.5147 | 7813.6779 | 7412.0549 | 7020.5108 | 6617.3633
VIC1 | Hydrogen Turbine | 0 | 0 | 0 | 0 | 0 | 0 | 0 | 0 | 0 | 0 | 0 | 0 | 0 | 0 | 0 | 0 | 0 | 0 | 0 | 0 | 0 | 0 | 0 | 0 | 0 | 0 | 0
VIC1 | Wind | 890.514 | 1061.9162 | 1037.5661 | 1105.937 | 1256.4002 | 1290.5683 | 1397.4481 | 1393.3867 | 1588.9714 | 1429.4421 | 1507.5968 | 1510.6 | 1558.8502 | 1645.1848 | 1602.0143 | 1682.7221 | 1616.7557 | 1747.8006 | 1520.0793 | 1533.1648 | 1436.9982 | 1351.5549 | 1300.7886 | 1283.737 | 1307.6908 | 1205.2985 | 1295.7123
VIC1 | Solar PV | 192.96 | 156.4764 | 149.2797 | 143.5996 | 133.279 | 123.7933 | 116.3089 | 110.3145 | 116.8777 | 240.0814 | 222.6728 | 203.9949 | 194.1978 | 190.8286 | 169.3606 | 156.825 | 158.2235 | 130.4361 | 180.5057 | 195.8126 | 230.5131 | 238.4864 | 248.0206 | 202.6196 | 197.1224 | 195.8689 | 165.2861
VIC1 | Grid Battery | 13.9935 | 12.3554 | 13.7254 | 12.8119 | 11.6726 | 10.6324 | 9.9475 | 27.4434 | 25.6425 | 55.1784 | 47.1889 | 41.1095 | 45.0932 | 40.2112 | 35.4412 | 32.7097 | 30.3744 | 26.8545 | 143.0166 | 137.4986 | 131.5831 | 164.4855 | 156.8907 | 131.8314 | 126.5129 | 122.4181 | 99.1254
VIC1 | Pumped Hydro | 0 | 0 | 0.00011636 | 0.00024902 | 0.00024182 | 0.00022326 | 0.00021493 | 0.00031307 | 0.0002909 | 0.00027463 | 0.00025404 | 0.000238 | 0.00034866 | 0.00032343 | 0.00045702 | 0.00042817 | 0.00044298 | 0.00046437 | 0.00047197 | 0.00042483 | 0.00061725 | 0.0006259 | 0.00058487 | 0.00054044 | 0.00051643 | 0.00050351 | 0.00048917
VIC1 | VPP | 3.5698 | 7.805 | 16.4857 | 23.7551 | 31.7483 | 36.4802 | 44.5664 | 47.3047 | 49.2677 | 52.5142 | 57.3985 | 58.5719 | 66.529 | 70.1437 | 68.4922 | 67.843 | 67.9308 | 60.1198 | 64.3049 | 62.7464 | 58.3207 | 61.9936 | 64.0023 | 57.1686 | 57.7942 | 57.5936 | 50.3733
Total excluding storage |  | 126387.1264 | 111244.697 | 100738.3396 | 79730.0199 | 72855.14 | 67285.1227 | 45098.2256 | 35581.4306 | 27216.2398 | 14981.3307 | 16841.0438 | 19601.6524 | 15518.3706 | 13049.2464 | 18591.2045 | 14525.1912 | 15263.0633 | 13348.1203 | 10931.5155 | 11889.2847 | 13741.3336 | 11397.1848 | 10194.7148 | 13369.6232 | 10497.9596 | 10503.5901 | 9656.6774
Region | Technology | 2023-24 | 2024-25 | 2025-26 | 2026-27 | 2027-28 | 2028-29 | 2029-30 | 2030-31 | 2031-32 | 2032-33 | 2033-34 | 2034-35 | 2035-36 | 2036-37 | 2037-38 | 2038-39 | 2039-40 | 2040-41 | 2041-42 | 2042-43 | 2043-44 | 2044-45 | 2045-46 | 2046-47 | 2047-48 | 2048-49 | 2049-50
SA1 | Black Coal | 0 | 0 | 0 | 0 | 0 | 0 | 0 | 0 | 0 | 0 | 0 | 0 | 0 | 0 | 0 | 0 | 0 | 0 | 0 | 0 | 0 | 0 | 0 | 0 | 0 | 0 | 0
SA1 | Brown Coal | 0 | 0 | 0 | 0 | 0 | 0 | 0 | 0 | 0 | 0 | 0 | 0 | 0 | 0 | 0 | 0 | 0 | 0 | 0 | 0 | 0 | 0 | 0 | 0 | 0 | 0 | 0
SA1 | CCGT | 7263.1316 | 4802.6395 | 7044.465 | 4514.941 | 3710.2238 | 4798.7925 | 4479.617 | 6300.2255 | 3386.556 | 3866.5118 | 4712.3595 | 5639.719 | 3105.2222 | 3373.7975 | 0 | 0 | 0 | 0 | 0 | 0 | 0 | 0 | 0 | 0 | 0 | 0 | 0
SA1 | Gas - Steam | 203.0026 | 182.0965 | 518.0481 | 0 | 0 | 0 | 0 | 0 | 0 | 0 | 0 | 0 | 0 | 0 | 0 | 0 | 0 | 0 | 0 | 0 | 0 | 0 | 0 | 0 | 0 | 0 | 0
SA1 | OCGT / Diesel | 1562.2399 | 1357.7813 | 2574.5322 | 1657.2123 | 1220.5067 | 1635.8801 | 1533.5039 | 3250.3809 | 1358.4883 | 1814.6381 | 2690.3532 | 3945.9919 | 1821.0278 | 1908.1601 | 2573.316 | 2262.4828 | 3263.8187 | 2349.4956 | 1431.1907 | 1608.3856 | 2298.7882 | 497.1235 | 406.7463 | 378.1247 | 222.5427 | 292.5268 | 266.9777
SA1 | Hydro | 0 | 0 | 0 | 0 | 0 | 0 | 0 | 0 | 0 | 0 | 0 | 0 | 0 | 0 | 0 | 0 | 0 | 0 | 0 | 0 | 0 | 0 | 0 | 0 | 0 | 0 | 0
SA1 | Hydrogen Turbine | 0 | 0 | 0 | 0 | 0 | 0 | 0 | 0 | 0 | 0 | 0 | 0 | 0 | 0 | 0 | 0 | 0 | 0 | 0 | 0 | 0 | 0 | 0 | 0 | 0 | 0 | 0
SA1 | Wind | 591.1222 | 655.2273 | 603.849 | 704.8438 | 657.7247 | 735.156 | 721.492 | 681.5657 | 693.8763 | 639.5543 | 627.3319 | 542.8458 | 556.5791 | 511.4457 | 492.7904 | 465.7711 | 399.2949 | 416.8189 | 357.564 | 393.7831 | 334.6143 | 399.5916 | 355.5339 | 403.6589 | 432.4983 | 417.2346 | 415.695
SA1 | Solar PV | 113.0012 | 92.2911 | 89.4822 | 82.0996 | 78.4016 | 73.6757 | 67.4813 | 60.8593 | 56.2497 | 103.1089 | 93.8781 | 117.9391 | 111.9788 | 115.423 | 162.0457 | 154.6124 | 147.7365 | 166.6138 | 290.1079 | 261.361 | 349.9676 | 329.7915 | 347.4886 | 284.3381 | 262.9608 | 262.2416 | 240.5917
SA1 | Grid Battery | 16.1472 | 15.5575 | 14.2805 | 13.3304 | 12.6424 | 11.8318 | 10.9626 | 10.0137 | 9.3784 | 139.5641 | 126.8751 | 112.1626 | 156.4566 | 153.1932 | 141.0711 | 133.2322 | 124.8198 | 130.9375 | 280.3275 | 238.245 | 302.9445 | 294.9844 | 314.6163 | 238.2487 | 209.9288 | 200.0786 | 163.1175
SA1 | Pumped Hydro | 0 | 0 | 0.00010973 | 0.00016086 | 0.00015665 | 0.00014637 | 0.00014172 | 0.00016624 | 0.00016172 | 0.00015161 | 0.00014122 | 0.00013454 | 0.00016067 | 0.00015333 | 0.00018419 | 0.0001758 | 0.00017208 | 0.00018272 | 0.00019791 | 0.00018146 | 0.00017801 | 0.00021374 | 0.00020514 | 0.00018779 | 0.00018199 | 0.0001725 | 0.00016907
SA1 | VPP | 6.1764 | 8.3557 | 10.1667 | 11.4282 | 12.9389 | 14.3076 | 16.7057 | 18.5506 | 20.6022 | 23.0653 | 25.9792 | 26.699 | 28.6667 | 31.25 | 31.2313 | 31.5832 | 31.3279 | 29.01 | 31.0657 | 30.4255 | 30.3381 | 29.5018 | 31.2386 | 28.6206 | 26.3782 | 26.3968 | 24.4367
Total excluding storage |  | 9754.8211 | 7113.9489 | 10854.8238 | 6983.8554 | 5692.4382 | 7269.6439 | 6829.7628 | 10321.5959 | 5525.151 | 6586.4427 | 8276.7772 | 10385.3576 | 5779.9314 | 6093.2697 | 3400.4547 | 3047.682 | 3966.998 | 3092.876 | 2390.2561 | 2532.2005 | 3316.653 | 1550.993 | 1455.6239 | 1332.9912 | 1154.3089 | 1198.4785 | 1110.8188
Region | Technology | 2023-24 | 2024-25 | 2025-26 | 2026-27 | 2027-28 | 2028-29 | 2029-30 | 2030-31 | 2031-32 | 2032-33 | 2033-34 | 2034-35 | 2035-36 | 2036-37 | 2037-38 | 2038-39 | 2039-40 | 2040-41 | 2041-42 | 2042-43 | 2043-44 | 2044-45 | 2045-46 | 2046-47 | 2047-48 | 2048-49 | 2049-50
TAS1 | Black Coal | 0 | 0 | 0 | 0 | 0 | 0 | 0 | 0 | 0 | 0 | 0 | 0 | 0 | 0 | 0 | 0 | 0 | 0 | 0 | 0 | 0 | 0 | 0 | 0 | 0 | 0 | 0
TAS1 | Brown Coal | 0 | 0 | 0 | 0 | 0 | 0 | 0 | 0 | 0 | 0 | 0 | 0 | 0 | 0 | 0 | 0 | 0 | 0 | 0 | 0 | 0 | 0 | 0 | 0 | 0 | 0 | 0
TAS1 | CCGT | 0 | 0 | 0 | 0 | 0 | 0 | 0 | 0 | 0 | 0 | 0 | 0 | 0 | 0 | 0 | 0 | 0 | 0 | 0 | 0 | 0 | 0 | 0 | 0 | 0 | 0 | 0
TAS1 | Gas - Steam | 0 | 0 | 0 | 0 | 0 | 0 | 0 | 0 | 0 | 0 | 0 | 0 | 0 | 0 | 0 | 0 | 0 | 0 | 0 | 0 | 0 | 0 | 0 | 0 | 0 | 0 | 0
TAS1 | OCGT / Diesel | 0.0005248 | 0.00065948 | 0.0006639 | 1.3712 | 0.00065563 | 0.00066209 | 10.6065 | 26.4125 | 12.6636 | 57.5198 | 29.7577 | 120.714 | 61.9401 | 44.0448 | 53.7886 | 45.8257 | 142.7848 | 26.6097 | 22.3747 | 20.7311 | 26.2079 | 13.9265 | 8.0736 | 4.3721 | 10.434 | 19.1444 | 14.546
TAS1 | Hydro | 79423.343 | 55220.157 | 53010.3839 | 47049.7393 | 38652.8738 | 39551.0828 | 49240.2492 | 46728.1408 | 41720.1631 | 38912.4993 | 40738.5137 | 37577.4711 | 31234.923 | 28250.6464 | 29007.7536 | 25895.1044 | 22262.9086 | 18905.7541 | 17886.4449 | 18759.1431 | 19145.3278 | 15908.7475 | 15564.5626 | 16654.2739 | 14420.5563 | 13746.2337 | 11305.0185
TAS1 | Hydrogen Turbine | 0 | 0 | 0 | 0 | 0 | 0 | 0 | 0 | 0 | 0 | 0 | 0 | 0 | 0 | 0 | 0 | 0 | 0 | 0 | 0 | 0 | 0 | 0 | 0 | 0 | 0 | 0
TAS1 | Wind | 163.5479 | 382.627 | 387.8736 | 391.3946 | 404.7007 | 374.0682 | 477.4444 | 458.644 | 675.3913 | 633.9576 | 577.5565 | 564.1253 | 536.9369 | 524.7041 | 473.9949 | 435.3243 | 412.4283 | 416.8545 | 387.1363 | 358.0388 | 354.1465 | 332.0861 | 329.2933 | 299.3729 | 277.229 | 256.0979 | 258.1498
TAS1 | Solar PV | 0 | 2.4189e-05 | 2.2641e-05 | 2.4544e-05 | 2.2433e-05 | 1.8078e-05 | 1.7897e-05 | 2.2989e-05 | 1.9818e-05 | 2.9202e-05 | 2.955e-05 | 3.1395e-05 | 2.8756e-05 | 2.7132e-05 | 2.4106e-05 | 2.5235e-05 | 0.0001081 | 7.2307 | 7.1343 | 7.8137 | 6.946 | 6.8567 | 6.5654 | 5.1877 | 5.5862 | 5.3436 | 4.5841
TAS1 | Grid Battery | 0 | 0.0001034 | 0.00011531 | 0.00012434 | 0.00014098 | 0.00013519 | 0.00015813 | 0.00025533 | 0.00029656 | 0.000354 | 0.00033084 | 0.00031853 | 0.00034872 | 0.00033569 | 0.00032857 | 0.00031806 | 0.00032511 | 0.00039114 | 0.00041449 | 0.00039064 | 0.00039365 | 0.00051075 | 0.00048553 | 0.00043124 | 0.00045394 | 0.00042592 | 0.00046536
TAS1 | Pumped Hydro | 0 | 0 | 0.00018224 | 0.00018911 | 0.00021285 | 0.0002286 | 0.00034482 | 20.2593 | 25.9123 | 129.2708 | 121.8374 | 109.6671 | 135.4572 | 127.0385 | 130.9918 | 117.9038 | 120.4987 | 100.4012 | 90.371 | 95.1066 | 79.4062 | 79.0299 | 79.1891 | 73.0156 | 64.8744 | 60.4102 | 53.5064
TAS1 | VPP | 0.038468 | 0.33893 | 0.46517 | 0.81099 | 1.2274 | 1.6364 | 2.5479 | 3.0054 | 3.9601 | 4.0394 | 4.5118 | 4.3453 | 4.79 | 4.9042 | 5.0764 | 4.803 | 5.2457 | 4.4415 | 4.5514 | 4.6 | 4.2594 | 4.546 | 4.5441 | 4.2173 | 4.0057 | 4.1251 | 3.6942
Total excluding storage |  | 79586.9299 | 55603.1237 | 53398.7237 | 47443.3164 | 39058.803 | 39926.7884 | 49730.8486 | 47236.4623 | 42438.0907 | 39737.2873 | 41472.1775 | 38376.3231 | 31974.0476 | 28951.3383 | 29671.6056 | 26498.9616 | 22943.8666 | 19461.292 | 18398.013 | 19245.4336 | 19616.2942 | 16345.1932 | 15992.2285 | 17040.4399 | 14782.686 | 14091.3554 | 11639.4995
Explicitly modelled pumping
Region | Technology | 2023-24 | 2024-25 | 2025-26 | 2026-27 | 2027-28 | 2028-29 | 2029-30 | 2030-31 | 2031-32 | 2032-33 | 2033-34 | 2034-35 | 2035-36 | 2036-37 | 2037-38 | 2038-39 | 2039-40 | 2040-41 | 2041-42 | 2042-43 | 2043-44 | 2044-45 | 2045-46 | 2046-47 | 2047-48 | 2048-49 | 2049-50
NEM | Grid Battery pump | 43.3767 | 40.9236 | 41.0235 | 38.4556 | 35.9383 | 32.8743 | 30.7687 | 28.3504 | 26.6647 | 25.2482 | 21.7579 | 18.2206 | 17.4019 | 15.3197 | 13.5255 | 12.714 | 12.0785 | 10.5804 | 7.4422 | 7.0751 | 3.3548 | 3.0969 | 2.9539 | 2.6099 | 2.39 | 2.2342 | 2.0737
NEM | Pumped Hydro Pump | 8460.1871 | 13924.4159 | 12378.0374 | 18994.4956 | 22717.684 | 24310.6914 | 28063.5871 | 34741.8203 | 35454.9822 | 29749.4117 | 33041.9855 | 28795.4173 | 29775.9965 | 30702.8911 | 25283.4731 | 23868.5287 | 19794.2881 | 14723.6842 | 15018.5152 | 15944.3308 | 11977.1698 | 11144.0591 | 11272.4635 | 12369.106 | 9873.3544 | 8594.3485 | 6141.5913
NEM | VPP pump | 22.6995 | 43.0761 | 72.6655 | 100.5635 | 128.595 | 149.828 | 188.8639 | 215.6263 | 236.8198 | 261.9356 | 294.3032 | 311.0216 | 342.4104 | 365.5421 | 361.1789 | 368.703 | 373.7966 | 355.5051 | 365.8142 | 362.2244 | 347.8305 | 351.9713 | 356.6247 | 328.8804 | 323.9707 | 317.9874 | 301.7569
Region | Technology | 2023-24 | 2024-25 | 2025-26 | 2026-27 | 2027-28 | 2028-29 | 2029-30 | 2030-31 | 2031-32 | 2032-33 | 2033-34 | 2034-35 | 2035-36 | 2036-37 | 2037-38 | 2038-39 | 2039-40 | 2040-41 | 2041-42 | 2042-43 | 2043-44 | 2044-45 | 2045-46 | 2046-47 | 2047-48 | 2048-49 | 2049-50
NSW1 | Grid Battery pump | 2.1408 | 2.475 | 2.7094 | 2.598 | 2.3706 | 2.0771 | 1.9561 | 1.9194 | 1.7986 | 1.7282 | 1.5734 | 1.4016 | 1.3967 | 0 | 0 | 0 | 0 | 0 | 0 | 0 | 0 | 0 | 0 | 0 | 0 | 0 | 0
NSW1 | Pumped Hydro Pump | 4395.6139 | 7975.2191 | 6892.7694 | 11958.9976 | 15801.977 | 20775.8438 | 23954.8374 | 29488.8197 | 30682.9789 | 26015.4916 | 29101.1332 | 25513.5666 | 26254.6035 | 27458.7137 | 23692.518 | 22004.7656 | 18116.3807 | 13254.094 | 13646.0983 | 14449.6952 | 10709.4275 | 10000.8268 | 10361.3246 | 11724.2512 | 9300.637 | 7980.5564 | 5674.9665
NSW1 | VPP pump | 5.9495 | 13.0166 | 22.8576 | 31.8126 | 40.5705 | 47.1179 | 59.6638 | 70.6141 | 78.8483 | 89.8903 | 101.7536 | 108.5717 | 121.6817 | 128.541 | 128.5561 | 131.9216 | 134.2143 | 128.7307 | 133.0272 | 129.6671 | 123.264 | 127.2861 | 126.4357 | 115.6611 | 114.8108 | 114.2654 | 110.7056
Region | Technology | 2023-24 | 2024-25 | 2025-26 | 2026-27 | 2027-28 | 2028-29 | 2029-30 | 2030-31 | 2031-32 | 2032-33 | 2033-34 | 2034-35 | 2035-36 | 2036-37 | 2037-38 | 2038-39 | 2039-40 | 2040-41 | 2041-42 | 2042-43 | 2043-44 | 2044-45 | 2045-46 | 2046-47 | 2047-48 | 2048-49 | 2049-50
QLD1 | Grid Battery pump | 5.5703 | 5.2732 | 5.1096 | 4.8797 | 4.6386 | 4.2235 | 3.9343 | 3.8227 | 3.6112 | 3.4627 | 3.2476 | 2.9935 | 2.7758 | 2.7025 | 2.3313 | 2.2322 | 2.1952 | 2.1054 | 2.0308 | 2.0021 | 1.8668 | 1.7293 | 1.6724 | 1.5049 | 1.4092 | 1.2979 | 1.2372
QLD1 | Pumped Hydro Pump | 4064.5732 | 5949.1968 | 5485.268 | 7035.498 | 6915.707 | 3534.8476 | 4108.7497 | 5253.0006 | 4772.0033 | 3733.9201 | 3940.8522 | 3281.8507 | 3521.393 | 3244.1774 | 1590.955 | 1863.7631 | 1677.9074 | 1469.5902 | 1372.4169 | 1494.6356 | 1267.7423 | 1143.2323 | 911.1389 | 644.8548 | 572.7174 | 613.7921 | 466.6249
QLD1 | VPP pump | 5.2697 | 10.6065 | 17.907 | 26.4392 | 33.8661 | 41.1691 | 53.9278 | 64.1792 | 70.9513 | 78.3834 | 89.2285 | 96.8539 | 103.3071 | 111.9119 | 109.3439 | 113.7651 | 117.0117 | 116.296 | 115.6069 | 117.1708 | 115.3124 | 111.9694 | 112.3968 | 107.7094 | 105.0336 | 100.4268 | 98.6854
Region | Technology | 2023-24 | 2024-25 | 2025-26 | 2026-27 | 2027-28 | 2028-29 | 2029-30 | 2030-31 | 2031-32 | 2032-33 | 2033-34 | 2034-35 | 2035-36 | 2036-37 | 2037-38 | 2038-39 | 2039-40 | 2040-41 | 2041-42 | 2042-43 | 2043-44 | 2044-45 | 2045-46 | 2046-47 | 2047-48 | 2048-49 | 2049-50
VIC1 | Grid Battery pump | 16.6186 | 14.7567 | 16.3354 | 15.21 | 13.9359 | 12.6173 | 11.8772 | 10.8026 | 10.1673 | 9.5788 | 6.9373 | 5.9761 | 5.801 | 5.3297 | 4.5634 | 4.1905 | 3.972 | 3.2127 | 0 | 0 | 0 | 0 | 0 | 0 | 0 | 0 | 0
VIC1 | Pumped Hydro Pump | 0 | 0 | 0 | 0 | 0 | 0 | 0 | 0 | 0 | 0 | 0 | 0 | 0 | 0 | 0 | 0 | 0 | 0 | 0 | 0 | 0 | 0 | 0 | 0 | 0 | 0 | 0
VIC1 | VPP pump | 4.1881 | 9.2091 | 19.4062 | 27.912 | 37.4454 | 42.8278 | 52.5566 | 55.5343 | 58.1216 | 61.7216 | 67.4786 | 69.0687 | 78.0788 | 82.5277 | 80.5848 | 80.0957 | 79.6501 | 71.009 | 75.3845 | 74.0871 | 68.6004 | 72.6959 | 75.5616 | 67.0043 | 68.2512 | 67.5108 | 59.2681
Region | Technology | 2023-24 | 2024-25 | 2025-26 | 2026-27 | 2027-28 | 2028-29 | 2029-30 | 2030-31 | 2031-32 | 2032-33 | 2033-34 | 2034-35 | 2035-36 | 2036-37 | 2037-38 | 2038-39 | 2039-40 | 2040-41 | 2041-42 | 2042-43 | 2043-44 | 2044-45 | 2045-46 | 2046-47 | 2047-48 | 2048-49 | 2049-50
SA1 | Grid Battery pump | 19.047 | 18.4187 | 16.8691 | 15.7678 | 14.9931 | 13.9564 | 13.001 | 11.8057 | 11.0877 | 10.4784 | 9.9997 | 7.8494 | 7.4283 | 7.2875 | 6.6308 | 6.2913 | 5.9112 | 5.2623 | 5.4114 | 5.0731 | 1.4879 | 1.3676 | 1.2816 | 1.105 | 0.98076 | 0.93627 | 0.83654
SA1 | Pumped Hydro Pump | 0 | 0 | 0 | 0 | 0 | 0 | 0 | 0 | 0 | 0 | 0 | 0 | 0 | 0 | 0 | 0 | 0 | 0 | 0 | 0 | 0 | 0 | 0 | 0 | 0 | 0 | 0
SA1 | VPP pump | 7.2483 | 9.8444 | 11.9479 | 13.4457 | 15.2618 | 16.7948 | 19.7066 | 21.774 | 24.2394 | 27.1857 | 30.536 | 31.3941 | 33.7278 | 36.7672 | 36.7452 | 37.269 | 36.7492 | 34.2403 | 36.4421 | 35.8878 | 35.6424 | 34.6718 | 36.8585 | 33.569 | 31.1372 | 30.9556 | 28.7511
Region | Technology | 2023-24 | 2024-25 | 2025-26 | 2026-27 | 2027-28 | 2028-29 | 2029-30 | 2030-31 | 2031-32 | 2032-33 | 2033-34 | 2034-35 | 2035-36 | 2036-37 | 2037-38 | 2038-39 | 2039-40 | 2040-41 | 2041-42 | 2042-43 | 2043-44 | 2044-45 | 2045-46 | 2046-47 | 2047-48 | 2048-49 | 2049-50
TAS1 | Grid Battery pump | 0 | 0 | 0 | 0 | 0 | 0 | 0 | 0 | 0 | 0 | 0 | 0 | 0 | 0 | 0 | 0 | 0 | 0 | 0 | 0 | 0 | 0 | 0 | 0 | 0 | 0 | 0
TAS1 | Pumped Hydro Pump | 0 | 0 | 0 | 0 | 0 | 0 | 0 | 0 | 0 | 0 | 0 | 0 | 0 | 0 | 0 | 0 | 0 | 0 | 0 | 0 | 0 | 0 | 0 | 0 | 0 | 0 | 0
TAS1 | VPP pump | 0.043919 | 0.39952 | 0.5468 | 0.95397 | 1.4511 | 1.9183 | 3.0091 | 3.5247 | 4.6593 | 4.7547 | 5.3065 | 5.1332 | 5.615 | 5.7943 | 5.9489 | 5.6516 | 6.1713 | 5.2292 | 5.3535 | 5.4117 | 5.0113 | 5.348 | 5.372 | 4.9366 | 4.7379 | 4.8287 | 4.3467

## Option 3A_FOM Cost
FOM cost by technology ($000s) - Option 3A, Step Change Scenario
FOM | Real June 2021 dollars discounted to 1 July 2021. For new entrant capacity, the FOM is incurred annually in modelling. For existing capacity, FOM is considered to be a sunk cost, since the fixed retirement dates are assumed to be the same in the Base Case and the option case.
Explicitly modelled generation
Region | Technology | 2023-24 | 2024-25 | 2025-26 | 2026-27 | 2027-28 | 2028-29 | 2029-30 | 2030-31 | 2031-32 | 2032-33 | 2033-34 | 2034-35 | 2035-36 | 2036-37 | 2037-38 | 2038-39 | 2039-40 | 2040-41 | 2041-42 | 2042-43 | 2043-44 | 2044-45 | 2045-46 | 2046-47 | 2047-48 | 2048-49 | 2049-50
NEM | Black Coal | 0 | 0 | 0 | 0 | 0 | 0 | 0 | 0 | 0 | 0 | 0 | 0 | 0 | 0 | 0 | 0 | 0 | 0 | 0 | 0 | 0 | 0 | 0 | 0 | 0 | 0 | 0
NEM | Brown Coal | 0 | 0 | 0 | 0 | 0 | 0 | 0 | 0 | 0 | 0 | 0 | 0 | 0 | 0 | 0 | 0 | 0 | 0 | 0 | 0 | 0 | 0 | 0 | 0 | 0 | 0 | 0
NEM | CCGT | 0 | 0 | 0 | 0 | 0 | 0 | 0 | 0 | 0 | 0 | 0 | 0 | 0 | 0 | 0 | 0 | 0 | 0 | 0 | 0 | 0 | 0 | 0 | 0 | 0 | 0 | 0
NEM | Gas - Steam | 0 | 0 | 0 | 0 | 0 | 0 | 0 | 0 | 0 | 0 | 0 | 0 | 0 | 0 | 0 | 0 | 0 | 0 | 0 | 0 | 0 | 0 | 0 | 0 | 0 | 0 | 0
NEM | OCGT / Diesel | 0 | 0.0084999 | 0.008058 | 0.0079385 | 0.0075738 | 1405.8983 | 1332.6051 | 1263.1331 | 1200.4748 | 1134.6988 | 1075.544 | 1019.4731 | 4880.0516 | 4612.6647 | 12544.4135 | 11890.4393 | 11300.6081 | 10681.4271 | 10126.5828 | 9598.6567 | 13704.7899 | 18950.9729 | 17963.0075 | 21773.7403 | 20693.6428 | 25875.4159 | 24526.4606
NEM | Hydro | 0 | 0 | 0 | 0 | 0 | 0 | 0 | 0 | 0 | 0 | 0 | 0 | 0 | 0 | 0 | 0 | 0 | 0 | 0 | 0 | 0 | 0 | 0 | 0 | 0 | 0 | 0
NEM | Hydrogen Turbine | 0 | 0 | 0 | 0 | 0 | 0 | 0 | 0 | 0 | 0 | 0 | 0 | 0 | 0 | 0 | 0 | 0 | 0 | 0 | 0 | 0 | 0 | 0 | 0 | 0 | 0 | 0
NEM | Wind | 0 | 117664.2957 | 112582.5638 | 148881.1307 | 226285.6587 | 340203.8869 | 379385.4369 | 432727.3156 | 461540.775 | 506098.086 | 561322.3496 | 585609.6789 | 622357.4687 | 660664.3162 | 725963.3529 | 750449.3535 | 774530.8275 | 795662.8939 | 760345.4759 | 739644.1401 | 722049.4275 | 687571.8079 | 655997.2541 | 679109.2859 | 662417.2266 | 651114.3232 | 626701.7697
NEM | Solar PV | 0 | 0.049438 | 12586.4257 | 11930.2725 | 11338.5182 | 16982.8637 | 29089.9941 | 51503.628 | 52030.9844 | 78356.6832 | 93100.9245 | 98109.2175 | 93242.4595 | 88369.7597 | 116239.3084 | 116901.2812 | 174382.0843 | 195768.9455 | 221066.8864 | 264134.4959 | 275491.0067 | 265263.6071 | 253264.6573 | 261444.2344 | 251611.0203 | 254239.7396 | 261580.6302
NEM | Grid Battery | 0 | 0.046946 | 9107.2175 | 8632.4813 | 20381.2116 | 41827.7319 | 40944.8172 | 43943.34 | 42225.7596 | 74934.0983 | 73093.1015 | 69282.5609 | 70385.7725 | 66529.2077 | 63134.682 | 59843.3011 | 82946.7917 | 80748.6704 | 117536.4618 | 138983.4212 | 138672.7633 | 141051.2302 | 133697.8562 | 126727.8315 | 120441.4345 | 127740.4236 | 121080.9744
NEM | Pumped Hydro | 0 | 0 | 6085.1645 | 5767.937 | 5735.949 | 6649.1761 | 6302.5414 | 6930.8055 | 6586.9999 | 10842.5815 | 10277.3288 | 11850.9544 | 12448.0371 | 11765.9865 | 22492.5762 | 21319.9775 | 23735.2904 | 22434.7917 | 21265.2067 | 20156.5943 | 19156.7244 | 18124.6754 | 17179.7872 | 19432.0204 | 18468.0852 | 17456.1852 | 16546.1472
NEM | VPP | 0 | 0 | 0 | 0 | 0 | 0 | 0 | 0 | 0 | 0 | 0 | 0 | 0 | 0 | 0 | 0 | 0 | 0 | 0 | 0 | 0 | 0 | 0 | 0 | 0 | 0 | 0
Total excluding storage |  | 0 | 117664.4005 | 140361.3796 | 175211.8294 | 263741.345 | 407069.5569 | 457055.3947 | 536368.2222 | 563584.9937 | 671366.1478 | 738869.2484 | 765871.8848 | 803313.7894 | 831941.9347 | 940374.3331 | 960404.3526 | 1066895.6019 | 1105296.7285 | 1130340.6137 | 1172517.3082 | 1169074.7118 | 1130962.2934 | 1078102.5622 | 1108487.1126 | 1073631.4093 | 1076426.0875 | 1050435.9821
Region | Technology | 2023-24 | 2024-25 | 2025-26 | 2026-27 | 2027-28 | 2028-29 | 2029-30 | 2030-31 | 2031-32 | 2032-33 | 2033-34 | 2034-35 | 2035-36 | 2036-37 | 2037-38 | 2038-39 | 2039-40 | 2040-41 | 2041-42 | 2042-43 | 2043-44 | 2044-45 | 2045-46 | 2046-47 | 2047-48 | 2048-49 | 2049-50
NSW1 | Black Coal | 0 | 0 | 0 | 0 | 0 | 0 | 0 | 0 | 0 | 0 | 0 | 0 | 0 | 0 | 0 | 0 | 0 | 0 | 0 | 0 | 0 | 0 | 0 | 0 | 0 | 0 | 0
NSW1 | Brown Coal | 0 | 0 | 0 | 0 | 0 | 0 | 0 | 0 | 0 | 0 | 0 | 0 | 0 | 0 | 0 | 0 | 0 | 0 | 0 | 0 | 0 | 0 | 0 | 0 | 0 | 0 | 0
NSW1 | CCGT | 0 | 0 | 0 | 0 | 0 | 0 | 0 | 0 | 0 | 0 | 0 | 0 | 0 | 0 | 0 | 0 | 0 | 0 | 0 | 0 | 0 | 0 | 0 | 0 | 0 | 0 | 0
NSW1 | Gas - Steam | 0 | 0 | 0 | 0 | 0 | 0 | 0 | 0 | 0 | 0 | 0 | 0 | 0 | 0 | 0 | 0 | 0 | 0 | 0 | 0 | 0 | 0 | 0 | 0 | 0 | 0 | 0
NSW1 | OCGT / Diesel | 0 | 0.0039272 | 0.0037238 | 0.0035296 | 0.0033545 | 0.0031734 | 0.0030109 | 0.002857 | 0.0027161 | 0.0025697 | 0.0024407 | 0.0023184 | 0.0022051 | 0.0020883 | 4467.8066 | 4234.8878 | 4024.814 | 3804.2871 | 3605.9593 | 3417.9709 | 3248.4222 | 3923.2792 | 3718.748 | 4149.2473 | 3943.4217 | 3977.5012 | 3770.1433
NSW1 | Hydro | 0 | 0 | 0 | 0 | 0 | 0 | 0 | 0 | 0 | 0 | 0 | 0 | 0 | 0 | 0 | 0 | 0 | 0 | 0 | 0 | 0 | 0 | 0 | 0 | 0 | 0 | 0
NSW1 | Hydrogen Turbine | 0 | 0 | 0 | 0 | 0 | 0 | 0 | 0 | 0 | 0 | 0 | 0 | 0 | 0 | 0 | 0 | 0 | 0 | 0 | 0 | 0 | 0 | 0 | 0 | 0 | 0 | 0
NSW1 | Wind | 0 | 53784.0933 | 52032.6087 | 67130.5533 | 121779.5807 | 128173.0489 | 124895.8026 | 119612.1839 | 113678.7603 | 123445.4744 | 125396.2813 | 120684.6802 | 131571.2604 | 127404.0702 | 130353.2857 | 123557.6172 | 117460.4843 | 113954.2589 | 110611.6885 | 113139.639 | 119870.8745 | 113302.934 | 108471.1821 | 111412.4969 | 111986.6473 | 111608.7179 | 105790.2545
NSW1 | Solar PV | 0 | 0.019995 | 12586.39 | 11930.2283 | 11338.4744 | 16012.401 | 27837.1763 | 42478.202 | 40371.049 | 42137.4631 | 50476.2567 | 47844.7974 | 45471.4317 | 43216.1937 | 50595.6991 | 51405.1993 | 67091.3939 | 73598.5184 | 83052.1663 | 86257.211 | 85388.1628 | 80709.5891 | 76501.9803 | 77895.0061 | 74850.8406 | 77140.1588 | 81526.1919
NSW1 | Grid Battery | 0 | 0.029793 | 9107.1985 | 8632.4185 | 20381.1489 | 26091.8622 | 26029.2995 | 24672.3311 | 23448.4481 | 32453.0109 | 30761.1482 | 29157.4865 | 28047.4167 | 26510.6476 | 25128.5762 | 23818.5558 | 34652.6529 | 32753.9729 | 37866.5258 | 39473.2446 | 37515.1644 | 39970.4857 | 37886.7237 | 35911.5908 | 34130.1783 | 38112.6411 | 36125.7265
NSW1 | Pumped Hydro | 0 | 0 | 6085.1485 | 5767.9134 | 5735.9251 | 5421.6439 | 5138.999 | 4871.0893 | 4629.4564 | 4375.8001 | 4147.6779 | 3931.4483 | 3736.4279 | 3531.7023 | 3347.5914 | 3173.0725 | 3015.6707 | 2850.4366 | 2701.8357 | 2560.9818 | 2433.9451 | 2300.5995 | 2180.6631 | 2066.9793 | 1964.4458 | 1856.8102 | 1760.0097
NSW1 | VPP | 0 | 0 | 0 | 0 | 0 | 0 | 0 | 0 | 0 | 0 | 0 | 0 | 0 | 0 | 0 | 0 | 0 | 0 | 0 | 0 | 0 | 0 | 0 | 0 | 0 | 0 | 0
Total excluding storage |  | 0 | 53784.147 | 79811.3495 | 93461.117 | 159235.1325 | 175698.9592 | 183901.2806 | 191633.8091 | 182127.7166 | 202411.7511 | 210781.3665 | 201618.4147 | 208826.539 | 200662.6159 | 213892.959 | 206189.3326 | 226245.0158 | 226961.4738 | 237838.1757 | 244849.0473 | 248456.569 | 240206.8875 | 228759.2972 | 231435.3204 | 226875.5338 | 232695.8291 | 228972.3259
Region | Technology | 2023-24 | 2024-25 | 2025-26 | 2026-27 | 2027-28 | 2028-29 | 2029-30 | 2030-31 | 2031-32 | 2032-33 | 2033-34 | 2034-35 | 2035-36 | 2036-37 | 2037-38 | 2038-39 | 2039-40 | 2040-41 | 2041-42 | 2042-43 | 2043-44 | 2044-45 | 2045-46 | 2046-47 | 2047-48 | 2048-49 | 2049-50
QLD1 | Black Coal | 0 | 0 | 0 | 0 | 0 | 0 | 0 | 0 | 0 | 0 | 0 | 0 | 0 | 0 | 0 | 0 | 0 | 0 | 0 | 0 | 0 | 0 | 0 | 0 | 0 | 0 | 0
QLD1 | Brown Coal | 0 | 0 | 0 | 0 | 0 | 0 | 0 | 0 | 0 | 0 | 0 | 0 | 0 | 0 | 0 | 0 | 0 | 0 | 0 | 0 | 0 | 0 | 0 | 0 | 0 | 0 | 0
QLD1 | CCGT | 0 | 0 | 0 | 0 | 0 | 0 | 0 | 0 | 0 | 0 | 0 | 0 | 0 | 0 | 0 | 0 | 0 | 0 | 0 | 0 | 0 | 0 | 0 | 0 | 0 | 0 | 0
QLD1 | Gas - Steam | 0 | 0 | 0 | 0 | 0 | 0 | 0 | 0 | 0 | 0 | 0 | 0 | 0 | 0 | 0 | 0 | 0 | 0 | 0 | 0 | 0 | 0 | 0 | 0 | 0 | 0 | 0
QLD1 | OCGT / Diesel | 0 | 0.00090462 | 0.00085746 | 0.00087158 | 0.00083356 | 1405.8918 | 1332.5989 | 1263.1269 | 1200.4689 | 1134.693 | 1075.5384 | 1019.4677 | 968.8965 | 915.8089 | 4060.1642 | 3848.4969 | 3657.5903 | 3457.1842 | 3276.9519 | 3106.1155 | 2952.0351 | 2790.2877 | 2644.8224 | 6629.766 | 6300.8931 | 12021.1246 | 11394.4309
QLD1 | Hydro | 0 | 0 | 0 | 0 | 0 | 0 | 0 | 0 | 0 | 0 | 0 | 0 | 0 | 0 | 0 | 0 | 0 | 0 | 0 | 0 | 0 | 0 | 0 | 0 | 0 | 0 | 0
QLD1 | Hydrogen Turbine | 0 | 0 | 0 | 0 | 0 | 0 | 0 | 0 | 0 | 0 | 0 | 0 | 0 | 0 | 0 | 0 | 0 | 0 | 0 | 0 | 0 | 0 | 0 | 0 | 0 | 0 | 0
QLD1 | Wind | 0 | 23313.9765 | 22098.556 | 30775.3814 | 50012.9754 | 97627.0146 | 93675.9551 | 113419.9462 | 108043.3133 | 119562.7607 | 130708.5383 | 124141.6729 | 117983.5619 | 111519.027 | 125979.8935 | 119412.2214 | 113488.7171 | 109775.5194 | 107617.0899 | 107728.7389 | 108185.8566 | 102258.1556 | 96927.1621 | 120192.2449 | 117738.6482 | 122885.4134 | 116555.7039
QLD1 | Solar PV | 0 | 0.0081292 | 0.011388 | 0.011296 | 0.010882 | 970.4316 | 1252.7875 | 9025.3863 | 11659.896 | 21893.6592 | 29045.937 | 34687.209 | 32966.5323 | 31160.2357 | 44356.3159 | 45318.5519 | 85565.8588 | 97392.9132 | 94215.1146 | 133922.0014 | 127289.0312 | 120314.6323 | 115872.2614 | 124380.4533 | 120121.9485 | 119279.2571 | 123400.2339
QLD1 | Grid Battery | 0 | 0.0038808 | 0.0043228 | 0.0064971 | 0.008031 | 15735.8181 | 14915.4674 | 18132.9761 | 17695.7294 | 31634.2562 | 32050.5966 | 30379.7125 | 28872.7114 | 27290.7228 | 25867.9837 | 24519.416 | 37359.5369 | 35312.5396 | 45554.481 | 67173.2522 | 63841.0887 | 60343.1187 | 57197.269 | 54215.421 | 51526.0373 | 56748.5086 | 53790.0556
QLD1 | Pumped Hydro | 0 | 0 | 0.0036371 | 0.0054123 | 0.0053154 | 1227.5136 | 1163.52 | 1102.8626 | 1048.1545 | 990.7242 | 939.0752 | 2999.5291 | 2850.736 | 2694.5389 | 13480.9537 | 12778.1552 | 15617.1894 | 14761.495 | 13991.9384 | 13262.5009 | 12604.6078 | 11913.9783 | 11292.8704 | 13852.0044 | 13164.8686 | 12443.5414 | 11794.826
QLD1 | VPP | 0 | 0 | 0 | 0 | 0 | 0 | 0 | 0 | 0 | 0 | 0 | 0 | 0 | 0 | 0 | 0 | 0 | 0 | 0 | 0 | 0 | 0 | 0 | 0 | 0 | 0 | 0
Total excluding storage |  | 0 | 23313.9894 | 22098.5762 | 30775.4055 | 50013.0005 | 116966.6696 | 112340.3289 | 142944.2981 | 139647.5621 | 175216.0933 | 193819.6856 | 193227.5912 | 183642.438 | 173580.3332 | 213745.3111 | 205876.8414 | 255688.8925 | 260699.6514 | 264655.5758 | 325192.6089 | 314872.6194 | 297620.1725 | 283934.3853 | 319269.8895 | 308852.3957 | 323377.8451 | 316935.2503
Region | Technology | 2023-24 | 2024-25 | 2025-26 | 2026-27 | 2027-28 | 2028-29 | 2029-30 | 2030-31 | 2031-32 | 2032-33 | 2033-34 | 2034-35 | 2035-36 | 2036-37 | 2037-38 | 2038-39 | 2039-40 | 2040-41 | 2041-42 | 2042-43 | 2043-44 | 2044-45 | 2045-46 | 2046-47 | 2047-48 | 2048-49 | 2049-50
VIC1 | Black Coal | 0 | 0 | 0 | 0 | 0 | 0 | 0 | 0 | 0 | 0 | 0 | 0 | 0 | 0 | 0 | 0 | 0 | 0 | 0 | 0 | 0 | 0 | 0 | 0 | 0 | 0 | 0
VIC1 | Brown Coal | 0 | 0 | 0 | 0 | 0 | 0 | 0 | 0 | 0 | 0 | 0 | 0 | 0 | 0 | 0 | 0 | 0 | 0 | 0 | 0 | 0 | 0 | 0 | 0 | 0 | 0 | 0
VIC1 | CCGT | 0 | 0 | 0 | 0 | 0 | 0 | 0 | 0 | 0 | 0 | 0 | 0 | 0 | 0 | 0 | 0 | 0 | 0 | 0 | 0 | 0 | 0 | 0 | 0 | 0 | 0 | 0
VIC1 | Gas - Steam | 0 | 0 | 0 | 0 | 0 | 0 | 0 | 0 | 0 | 0 | 0 | 0 | 0 | 0 | 0 | 0 | 0 | 0 | 0 | 0 | 0 | 0 | 0 | 0 | 0 | 0 | 0
VIC1 | OCGT / Diesel | 0 | 0.0019132 | 0.0018134 | 0.0017392 | 0.001653 | 0.0015664 | 0.0014874 | 0.0014134 | 0.0013439 | 0.0012838 | 0.0012205 | 0.0012145 | 3911.1482 | 3696.8492 | 4016.314 | 3806.9327 | 3618.0878 | 3419.8462 | 3243.567 | 3074.4711 | 6304.1304 | 11102.963 | 10524.1355 | 9975.4839 | 9480.6449 | 8961.183 | 8494.0124
VIC1 | Hydro | 0 | 0 | 0 | 0 | 0 | 0 | 0 | 0 | 0 | 0 | 0 | 0 | 0 | 0 | 0 | 0 | 0 | 0 | 0 | 0 | 0 | 0 | 0 | 0 | 0 | 0 | 0
VIC1 | Hydrogen Turbine | 0 | 0 | 0 | 0 | 0 | 0 | 0 | 0 | 0 | 0 | 0 | 0 | 0 | 0 | 0 | 0 | 0 | 0 | 0 | 0 | 0 | 0 | 0 | 0 | 0 | 0 | 0
VIC1 | Wind | 0 | 18676.9804 | 17703.2991 | 24240.4994 | 28100.802 | 76542.4243 | 114069.7747 | 150183.3754 | 179103.7763 | 203667.881 | 247359.0227 | 285941.1386 | 320680.9338 | 372475.3502 | 418806.127 | 459293.8864 | 495740.1542 | 524562.1137 | 497215.2738 | 472650.0924 | 449397.6599 | 424774.3404 | 405825.0826 | 396395.4634 | 379765.7566 | 363368.2879 | 352987.3706
VIC1 | Solar PV | 0 | 0.0070905 | 0.0068568 | 0.014679 | 0.015495 | 0.014697 | 0.014525 | 0.017994 | 0.018693 | 10424.2428 | 9880.7989 | 9365.6873 | 8901.0976 | 8413.3902 | 8083.827 | 7662.3954 | 9291.9288 | 8782.807 | 14470.8441 | 15918.082 | 22913.4898 | 24031.1332 | 22778.3279 | 21774.7841 | 21099.1883 | 22151.165 | 21999.562
VIC1 | Grid Battery | 0 | 0.0060265 | 0.0057594 | 0.040071 | 0.038165 | 0.036078 | 0.034253 | 1137.8373 | 1081.3944 | 2999.3371 | 2842.9736 | 2694.7617 | 2955.5241 | 2793.5856 | 2647.9486 | 2509.9039 | 2385.399 | 2470.8188 | 14520.8342 | 13763.824 | 14577.2382 | 16850.5357 | 15972.0718 | 15139.4056 | 14388.4078 | 13600.0409 | 12891.0359
VIC1 | Pumped Hydro | 0 | 0 | 0.0033446 | 0.0073404 | 0.0070054 | 0.0066458 | 0.0063302 | 0.0090751 | 0.0086312 | 0.0081859 | 0.0077794 | 0.0073937 | 0.009551 | 0.009057 | 0.01323 | 0.012554 | 0.011958 | 0.012209 | 0.012268 | 0.011684 | 0.017022 | 0.016126 | 0.015312 | 0.014535 | 0.013829 | 0.013119 | 0.012468
VIC1 | VPP | 0 | 0 | 0 | 0 | 0 | 0 | 0 | 0 | 0 | 0 | 0 | 0 | 0 | 0 | 0 | 0 | 0 | 0 | 0 | 0 | 0 | 0 | 0 | 0 | 0 | 0 | 0
Total excluding storage |  | 0 | 18676.9955 | 17703.3169 | 24240.5632 | 28100.8643 | 76542.4833 | 114069.8313 | 151321.2412 | 180185.1993 | 217091.4704 | 260082.8042 | 298001.5963 | 336448.7132 | 387379.1843 | 433554.2298 | 473273.1309 | 511035.5817 | 539235.5979 | 529450.5314 | 505406.4812 | 493192.5353 | 476758.9884 | 455099.6331 | 443285.1516 | 424734.0115 | 408080.69 | 396371.9933
Region | Technology | 2023-24 | 2024-25 | 2025-26 | 2026-27 | 2027-28 | 2028-29 | 2029-30 | 2030-31 | 2031-32 | 2032-33 | 2033-34 | 2034-35 | 2035-36 | 2036-37 | 2037-38 | 2038-39 | 2039-40 | 2040-41 | 2041-42 | 2042-43 | 2043-44 | 2044-45 | 2045-46 | 2046-47 | 2047-48 | 2048-49 | 2049-50
SA1 | Black Coal | 0 | 0 | 0 | 0 | 0 | 0 | 0 | 0 | 0 | 0 | 0 | 0 | 0 | 0 | 0 | 0 | 0 | 0 | 0 | 0 | 0 | 0 | 0 | 0 | 0 | 0 | 0
SA1 | Brown Coal | 0 | 0 | 0 | 0 | 0 | 0 | 0 | 0 | 0 | 0 | 0 | 0 | 0 | 0 | 0 | 0 | 0 | 0 | 0 | 0 | 0 | 0 | 0 | 0 | 0 | 0 | 0
SA1 | CCGT | 0 | 0 | 0 | 0 | 0 | 0 | 0 | 0 | 0 | 0 | 0 | 0 | 0 | 0 | 0 | 0 | 0 | 0 | 0 | 0 | 0 | 0 | 0 | 0 | 0 | 0 | 0
SA1 | Gas - Steam | 0 | 0 | 0 | 0 | 0 | 0 | 0 | 0 | 0 | 0 | 0 | 0 | 0 | 0 | 0 | 0 | 0 | 0 | 0 | 0 | 0 | 0 | 0 | 0 | 0 | 0 | 0
SA1 | OCGT / Diesel | 0 | 0.00091792 | 0.00087007 | 0.0010427 | 0.00099196 | 0.00094084 | 0.00089498 | 0.0010051 | 0.00095896 | 0.0010271 | 0.00097832 | 0.0010022 | 0.0030868 | 0.0029198 | 0.12655 | 0.11996 | 0.11401 | 0.10776 | 0.10215 | 0.096826 | 1200.2 | 1134.4388 | 1075.2975 | 1019.2393 | 968.6794 | 915.6037 | 867.8708
SA1 | Hydro | 0 | 0 | 0 | 0 | 0 | 0 | 0 | 0 | 0 | 0 | 0 | 0 | 0 | 0 | 0 | 0 | 0 | 0 | 0 | 0 | 0 | 0 | 0 | 0 | 0 | 0 | 0
SA1 | Hydrogen Turbine | 0 | 0 | 0 | 0 | 0 | 0 | 0 | 0 | 0 | 0 | 0 | 0 | 0 | 0 | 0 | 0 | 0 | 0 | 0 | 0 | 0 | 0 | 0 | 0 | 0 | 0 | 0
SA1 | Wind | 0 | 9089.5396 | 8615.6774 | 14073.5209 | 13375.397 | 24472.3987 | 26688.1585 | 29555.9137 | 28089.7776 | 28577.7123 | 28622.2437 | 27130.089 | 25784.2872 | 24371.5192 | 27227.5065 | 25808.0637 | 25285.3924 | 25456.5236 | 24129.4064 | 26436.5538 | 25882.609 | 29549.2387 | 28008.7665 | 35218.0277 | 37823.4051 | 38976.643 | 37837.3876
SA1 | Solar PV | 0 | 0.011278 | 0.014622 | 0.015325 | 0.014585 | 0.013833 | 0.013203 | 0.018609 | 0.0177 | 3901.314 | 3697.9281 | 6211.5197 | 5903.3941 | 5579.9363 | 13203.4627 | 12515.1306 | 12432.8852 | 15012.2981 | 28397.568 | 27154.5537 | 39061.4592 | 39415.3508 | 37360.5221 | 36681.6064 | 34861.9965 | 35029.2082 | 34048.0542
SA1 | Grid Battery | 0 | 0.0041654 | 0.0052238 | 0.01218 | 0.011654 | 0.01102 | 0.010517 | 0.1845 | 0.17568 | 7847.4773 | 7438.3672 | 7050.5851 | 10510.1059 | 9934.238 | 9490.1603 | 8995.4127 | 8549.1908 | 10211.3277 | 19594.6084 | 18573.0886 | 22739.2602 | 23887.0734 | 22641.7758 | 21461.3989 | 20396.7954 | 19279.2178 | 18274.1403
SA1 | Pumped Hydro | 0 | 0 | 0.0027979 | 0.0041235 | 0.0039468 | 0.0037504 | 0.0035976 | 0.0042473 | 0.0040432 | 0.0039081 | 0.0037382 | 0.0035707 | 0.0040182 | 0.0038172 | 0.0046473 | 0.0044176 | 0.0042281 | 0.0043115 | 0.0045403 | 0.0043603 | 0.0043261 | 0.0049771 | 0.0047242 | 0.0044838 | 0.0042708 | 0.0040508 | 0.0038781
SA1 | VPP | 0 | 0 | 0 | 0 | 0 | 0 | 0 | 0 | 0 | 0 | 0 | 0 | 0 | 0 | 0 | 0 | 0 | 0 | 0 | 0 | 0 | 0 | 0 | 0 | 0 | 0 | 0
Total excluding storage |  | 0 | 9089.556 | 8615.7009 | 14073.5536 | 13375.4282 | 24472.4283 | 26688.1867 | 29556.122 | 28089.976 | 40326.5086 | 39758.5437 | 40392.1983 | 42197.7942 | 39885.7003 | 49921.2607 | 47318.7314 | 46267.5866 | 50680.2615 | 72121.6894 | 72164.2973 | 88883.5327 | 93986.1066 | 89086.3665 | 94380.2768 | 94050.8807 | 94200.6768 | 91027.4568
Region | Technology | 2023-24 | 2024-25 | 2025-26 | 2026-27 | 2027-28 | 2028-29 | 2029-30 | 2030-31 | 2031-32 | 2032-33 | 2033-34 | 2034-35 | 2035-36 | 2036-37 | 2037-38 | 2038-39 | 2039-40 | 2040-41 | 2041-42 | 2042-43 | 2043-44 | 2044-45 | 2045-46 | 2046-47 | 2047-48 | 2048-49 | 2049-50
TAS1 | Black Coal | 0 | 0 | 0 | 0 | 0 | 0 | 0 | 0 | 0 | 0 | 0 | 0 | 0 | 0 | 0 | 0 | 0 | 0 | 0 | 0 | 0 | 0 | 0 | 0 | 0 | 0 | 0
TAS1 | Brown Coal | 0 | 0 | 0 | 0 | 0 | 0 | 0 | 0 | 0 | 0 | 0 | 0 | 0 | 0 | 0 | 0 | 0 | 0 | 0 | 0 | 0 | 0 | 0 | 0 | 0 | 0 | 0
TAS1 | CCGT | 0 | 0 | 0 | 0 | 0 | 0 | 0 | 0 | 0 | 0 | 0 | 0 | 0 | 0 | 0 | 0 | 0 | 0 | 0 | 0 | 0 | 0 | 0 | 0 | 0 | 0 | 0
TAS1 | Gas - Steam | 0 | 0 | 0 | 0 | 0 | 0 | 0 | 0 | 0 | 0 | 0 | 0 | 0 | 0 | 0 | 0 | 0 | 0 | 0 | 0 | 0 | 0 | 0 | 0 | 0 | 0 | 0
TAS1 | OCGT / Diesel | 0 | 0.00083693 | 0.0007933 | 0.00075539 | 0.0007408 | 0.00073807 | 0.00074807 | 0.00093061 | 0.00088887 | 0.00097599 | 0.0009292 | 0.0008869 | 0.0016707 | 0.0015816 | 0.0021874 | 0.0020755 | 0.0019755 | 0.0018695 | 0.0025541 | 0.0024237 | 0.0023135 | 0.0042667 | 0.0040461 | 0.0038373 | 0.0036492 | 0.0034517 | 0.0032743
TAS1 | Hydro | 0 | 0 | 0 | 0 | 0 | 0 | 0 | 0 | 0 | 0 | 0 | 0 | 0 | 0 | 0 | 0 | 0 | 0 | 0 | 0 | 0 | 0 | 0 | 0 | 0 | 0 | 0
TAS1 | Hydrogen Turbine | 0 | 0 | 0 | 0 | 0 | 0 | 0 | 0 | 0 | 0 | 0 | 0 | 0 | 0 | 0 | 0 | 0 | 0 | 0 | 0 | 0 | 0 | 0 | 0 | 0 | 0 | 0
TAS1 | Wind | 0 | 12799.7058 | 12132.4226 | 12661.1756 | 13016.9035 | 13389.0004 | 20055.7459 | 19955.8965 | 32625.1475 | 30844.2576 | 29236.2635 | 27712.0982 | 26337.4254 | 24894.3497 | 23596.5401 | 22377.5648 | 22556.0795 | 21914.4783 | 20772.0174 | 19689.116 | 18712.4273 | 17687.1392 | 16765.0609 | 15891.0531 | 15102.7693 | 14275.261 | 13531.0531
TAS1 | Solar PV | 0 | 0.0029458 | 0.0028018 | 0.0029319 | 0.0028088 | 0.0026635 | 0.0026089 | 0.0031455 | 0.0030032 | 0.0040258 | 0.0038347 | 0.0040239 | 0.003829 | 0.0036348 | 0.0038035 | 0.0039173 | 0.017601 | 982.4087 | 931.1934 | 882.6478 | 838.8637 | 792.9017 | 751.5656 | 712.3845 | 677.0463 | 639.9505 | 606.5881
TAS1 | Grid Battery | 0 | 0.0030808 | 0.003658 | 0.0040765 | 0.004806 | 0.0045537 | 0.0055128 | 0.010941 | 0.012064 | 0.016697 | 0.015874 | 0.015072 | 0.014389 | 0.013651 | 0.013247 | 0.012626 | 0.012053 | 0.011459 | 0.012377 | 0.011789 | 0.011793 | 0.016731 | 0.0159 | 0.015199 | 0.015641 | 0.01519 | 0.016007
TAS1 | Pumped Hydro | 0 | 0 | 0.0062976 | 0.0067482 | 0.0076609 | 0.0082479 | 0.012455 | 956.8404 | 909.3763 | 5476.0451 | 5190.5642 | 4919.9661 | 5860.8596 | 5539.7324 | 5664.0132 | 5368.7329 | 5102.4142 | 4822.8436 | 4571.4158 | 4333.0956 | 4118.1502 | 3910.0765 | 3706.2336 | 3513.0177 | 3338.7527 | 3155.8164 | 2991.2952
TAS1 | VPP | 0 | 0 | 0 | 0 | 0 | 0 | 0 | 0 | 0 | 0 | 0 | 0 | 0 | 0 | 0 | 0 | 0 | 0 | 0 | 0 | 0 | 0 | 0 | 0 | 0 | 0 | 0
Total excluding storage |  | 0 | 12799.7127 | 12132.4361 | 12661.1901 | 13016.9195 | 13389.0166 | 20055.7672 | 20912.7519 | 33534.5397 | 36320.3245 | 34426.8483 | 32632.0843 | 32198.3049 | 30434.101 | 29260.5725 | 27746.3163 | 27658.5253 | 27719.7439 | 26274.6414 | 24904.8736 | 23669.4553 | 22390.1384 | 21222.8801 | 20116.4743 | 19118.5876 | 18071.0464 | 17128.9557

## Option 3A_Fuel Cost
Fuel cost by technology ($000s) - Option 3A, Step Change Scenario
Fuel | Real June 2021 dollars discounted to 1 July 2021
Explicitly modelled generation
Region | Technology | 2023-24 | 2024-25 | 2025-26 | 2026-27 | 2027-28 | 2028-29 | 2029-30 | 2030-31 | 2031-32 | 2032-33 | 2033-34 | 2034-35 | 2035-36 | 2036-37 | 2037-38 | 2038-39 | 2039-40 | 2040-41 | 2041-42 | 2042-43 | 2043-44 | 2044-45 | 2045-46 | 2046-47 | 2047-48 | 2048-49 | 2049-50
NEM | Black Coal | 1659243.462 | 1332768.999 | 1206297.4435 | 1037180.284 | 781850.826 | 675978.8 | 573414.23 | 394613.374 | 355574.879 | 301812.275 | 176061.514 | 165207.24 | 134004.8 | 119562.457 | 119091.597 | 106119.364 | 18668.279 | 7051.927 | 6581.959 | 0 | 0 | 0 | 0 | 0 | 0 | 0 | 0
NEM | Brown Coal | 215802.177 | 179150.27 | 156943.96 | 114681.304 | 109779.833 | 86012.642 | 52189.843 | 32852.923 | 24468.146 | 0 | 0 | 0 | 0 | 0 | 0 | 0 | 0 | 0 | 0 | 0 | 0 | 0 | 0 | 0 | 0 | 0 | 0
NEM | CCGT | 148442.0368 | 113256.3157 | 192968.1379 | 223076.9004 | 215009.4002 | 227372.204 | 250977.2985 | 291819.5555 | 236238.0608 | 222192.2075 | 290775.232 | 309351.1005 | 214789.451 | 183320.8035 | 133445.491 | 137372.5793 | 123935.9478 | 102260.236 | 85251.2615 | 90473.1545 | 64615.1818 | 52227.1043 | 27019.4578 | 20093.446 | 18874.148 | 17672.842 | 16997.656
NEM | Gas - Steam | 11397.8318 | 10612.3174 | 32194.5965 | 14466.429 | 9131.706 | 16437.408 | 12474.179 | 71397.256 | 9793.954 | 22903.018 | 24004.818 | 36049.376 | 19312.328 | 22774.376 | 29825.39 | 22310.012 | 0 | 0 | 0 | 0 | 0 | 0 | 0 | 0 | 0 | 0 | 0
NEM | OCGT / Diesel | 17482.0587 | 13728.476 | 30400.3347 | 37008.4204 | 25333.9597 | 28648.7451 | 21607.63 | 109663.7977 | 42646.6915 | 70736.4216 | 135310.7916 | 238094.4504 | 130671.6357 | 156782.6576 | 177125.4383 | 121755.6816 | 332010.2211 | 285150.7111 | 142045.9113 | 173906.922 | 324765.4326 | 197490.0642 | 237480.8784 | 312172.2281 | 201339.3196 | 266569.1377 | 227663.3666
NEM | Hydro | 0 | 0 | 0 | 0 | 0 | 0 | 0 | 0 | 0 | 0 | 0 | 0 | 0 | 0 | 0 | 0 | 0 | 0 | 0 | 0 | 0 | 0 | 0 | 0 | 0 | 0 | 0
NEM | Hydrogen Turbine | 0 | 0 | 0 | 0 | 0 | 0 | 0 | 0 | 0 | 0 | 0 | 0 | 0 | 0 | 0 | 0 | 0 | 0 | 0 | 0 | 0 | 0 | 0 | 0 | 0 | 0 | 0
NEM | Wind | 0 | 0 | 0 | 0 | 0 | 0 | 0 | 0 | 0 | 0 | 0 | 0 | 0 | 0 | 0 | 0 | 0 | 0 | 0 | 0 | 0 | 0 | 0 | 0 | 0 | 0 | 0
NEM | Solar PV | 0 | 0 | 0 | 0 | 0 | 0 | 0 | 0 | 0 | 0 | 0 | 0 | 0 | 0 | 0 | 0 | 0 | 0 | 0 | 0 | 0 | 0 | 0 | 0 | 0 | 0 | 0
NEM | Grid Battery | 0 | 0 | 0 | 0 | 0 | 0 | 0 | 0 | 0 | 0 | 0 | 0 | 0 | 0 | 0 | 0 | 0 | 0 | 0 | 0 | 0 | 0 | 0 | 0 | 0 | 0 | 0
NEM | Pumped Hydro | 0 | 0 | 0 | 0 | 0 | 0 | 0 | 0 | 0 | 0 | 0 | 0 | 0 | 0 | 0 | 0 | 0 | 0 | 0 | 0 | 0 | 0 | 0 | 0 | 0 | 0 | 0
NEM | VPP | 0 | 0 | 0 | 0 | 0 | 0 | 0 | 0 | 0 | 0 | 0 | 0 | 0 | 0 | 0 | 0 | 0 | 0 | 0 | 0 | 0 | 0 | 0 | 0 | 0 | 0 | 0
Total excluding storage |  | 2052367.5664 | 1649516.3781 | 1618804.4727 | 1426413.3378 | 1141105.7249 | 1034449.7991 | 910663.1805 | 900346.9062 | 668721.7313 | 617643.9221 | 626152.3556 | 748702.1669 | 498778.2147 | 482440.2941 | 459487.9163 | 387557.6369 | 474614.4479 | 394462.8741 | 233879.1318 | 264380.0765 | 389380.6144 | 249717.1685 | 264500.3362 | 332265.6741 | 220213.4676 | 284241.9797 | 244661.0226
Region | Technology | 2023-24 | 2024-25 | 2025-26 | 2026-27 | 2027-28 | 2028-29 | 2029-30 | 2030-31 | 2031-32 | 2032-33 | 2033-34 | 2034-35 | 2035-36 | 2036-37 | 2037-38 | 2038-39 | 2039-40 | 2040-41 | 2041-42 | 2042-43 | 2043-44 | 2044-45 | 2045-46 | 2046-47 | 2047-48
NSW1 | Black Coal | 910261.468 | 690567.96 | 556444.9495 | 484592.488 | 338667.146 | 331437.808 | 263789.7 | 215328.888 | 195828.8 | 188495.672 | 101058.692 | 96321.324 | 77838.08 | 63544.982 | 65465.282 | 59644.422 | 0 | 0 | 0 | 0 | 0 | 0 | 0 | 0 | 0 | 0 | 0
NSW1 | Brown Coal | 0 | 0 | 0 | 0 | 0 | 0 | 0 | 0 | 0 | 0 | 0 | 0 | 0 | 0 | 0 | 0 | 0 | 0 | 0 | 0 | 0 | 0 | 0 | 0 | 0 | 0 | 0
NSW1 | CCGT | 875.5999 | 386.6186 | 18025.802 | 38369.432 | 41519.988 | 33158.498 | 52770.484 | 52656.528 | 44278.972 | 39142.436 | 58413.676 | 64787.472 | 39032.076 | 37054.096 | 37838.112 | 41676.884 | 41023.492 | 31355.906 | 26888.682 | 27806.228 | 0 | 0 | 0 | 0 | 0 | 0 | 0
NSW1 | Gas - Steam | 0 | 0 | 0 | 0 | 0 | 0 | 0 | 0 | 0 | 0 | 0 | 0 | 0 | 0 | 0 | 0 | 0 | 0 | 0 | 0 | 0 | 0 | 0 | 0 | 0 | 0 | 0
NSW1 | OCGT / Diesel | 927.3921 | 551.9079 | 3604.117 | 3167.0819 | 2528.4313 | 514.3535 | 3.0656 | 12090.1369 | 1871.3242 | 7885.234 | 18186.1948 | 61088.8308 | 22439.0876 | 38736.5163 | 33407.7919 | 23604.7349 | 113279.2022 | 119087.7813 | 51914.9761 | 59144.9065 | 115598.2 | 61866.2532 | 83324.9742 | 82135.3396 | 75466.3183 | 63326.1419 | 68316.6709
NSW1 | Hydro | 0 | 0 | 0 | 0 | 0 | 0 | 0 | 0 | 0 | 0 | 0 | 0 | 0 | 0 | 0 | 0 | 0 | 0 | 0 | 0 | 0 | 0 | 0 | 0 | 0 | 0 | 0
NSW1 | Hydrogen Turbine | 0 | 0 | 0 | 0 | 0 | 0 | 0 | 0 | 0 | 0 | 0 | 0 | 0 | 0 | 0 | 0 | 0 | 0 | 0 | 0 | 0 | 0 | 0 | 0 | 0 | 0 | 0
NSW1 | Wind | 0 | 0 | 0 | 0 | 0 | 0 | 0 | 0 | 0 | 0 | 0 | 0 | 0 | 0 | 0 | 0 | 0 | 0 | 0 | 0 | 0 | 0 | 0 | 0 | 0 | 0 | 0
NSW1 | Solar PV | 0 | 0 | 0 | 0 | 0 | 0 | 0 | 0 | 0 | 0 | 0 | 0 | 0 | 0 | 0 | 0 | 0 | 0 | 0 | 0 | 0 | 0 | 0 | 0 | 0 | 0 | 0
NSW1 | Grid Battery | 0 | 0 | 0 | 0 | 0 | 0 | 0 | 0 | 0 | 0 | 0 | 0 | 0 | 0 | 0 | 0 | 0 | 0 | 0 | 0 | 0 | 0 | 0 | 0 | 0 | 0 | 0
NSW1 | Pumped Hydro | 0 | 0 | 0 | 0 | 0 | 0 | 0 | 0 | 0 | 0 | 0 | 0 | 0 | 0 | 0 | 0 | 0 | 0 | 0 | 0 | 0 | 0 | 0 | 0 | 0 | 0 | 0
NSW1 | VPP | 0 | 0 | 0 | 0 | 0 | 0 | 0 | 0 | 0 | 0 | 0 | 0 | 0 | 0 | 0 | 0 | 0 | 0 | 0 | 0 | 0 | 0 | 0 | 0 | 0 | 0 | 0
Total excluding storage |  | 912064.46 | 691506.4865 | 578074.8685 | 526129.0019 | 382715.5653 | 365110.6595 | 316563.2496 | 280075.5529 | 241979.0962 | 235523.342 | 177658.5628 | 222197.6268 | 139309.2436 | 139335.5943 | 136711.1859 | 124926.0409 | 154302.6942 | 150443.6873 | 78803.6581 | 86951.1345 | 115598.2 | 61866.2532 | 83324.9742 | 82135.3396 | 75466.3183 | 63326.1419 | 68316.6709
Region | Technology | 2023-24 | 2024-25 | 2025-26 | 2026-27 | 2027-28 | 2028-29 | 2029-30 | 2030-31 | 2031-32 | 2032-33 | 2033-34 | 2034-35 | 2035-36 | 2036-37 | 2037-38 | 2038-39 | 2039-40 | 2040-41 | 2041-42 | 2042-43 | 2043-44 | 2044-45 | 2045-46 | 2046-47 | 2047-48
QLD1 | Black Coal | 748981.994 | 642201.039 | 649852.494 | 552587.796 | 443183.68 | 344540.992 | 309624.53 | 179284.486 | 159746.079 | 113316.603 | 75002.822 | 68885.916 | 56166.72 | 56017.475 | 53626.315 | 46474.942 | 18668.279 | 7051.927 | 6581.959 | 0 | 0 | 0 | 0 | 0 | 0 | 0 | 0
QLD1 | Brown Coal | 0 | 0 | 0 | 0 | 0 | 0 | 0 | 0 | 0 | 0 | 0 | 0 | 0 | 0 | 0 | 0 | 0 | 0 | 0 | 0 | 0 | 0 | 0 | 0 | 0 | 0 | 0
QLD1 | CCGT | 70554.6494 | 61561.3851 | 98212.0719 | 134929.2284 | 132266.2602 | 140440.09 | 147711.9945 | 167846.9235 | 153592.4328 | 139355.7995 | 179243.232 | 180884.8725 | 140666.443 | 108172.7475 | 95607.379 | 95695.6953 | 82912.4558 | 70904.33 | 58362.5795 | 62666.9265 | 64615.1818 | 52227.1043 | 27019.4578 | 20093.446 | 18874.148 | 17672.842 | 16997.656
QLD1 | Gas - Steam | 0 | 0 | 0 | 0 | 0 | 0 | 0 | 0 | 0 | 0 | 0 | 0 | 0 | 0 | 0 | 0 | 0 | 0 | 0 | 0 | 0 | 0 | 0 | 0 | 0 | 0 | 0
QLD1 | OCGT / Diesel | 215.0454 | 0.024269 | 217.0349 | 1424.453 | 1905.6624 | 1727.1041 | 782.1312 | 32250.8484 | 23374.7451 | 21695.767 | 69393.3366 | 72875.4242 | 50800.9502 | 66454.8574 | 47678.5437 | 35503.3586 | 80955.5923 | 71943.7064 | 31263.886 | 54797.5751 | 63614.4684 | 41048.0683 | 58306.9181 | 95848.8343 | 42531.3514 | 89253.6277 | 73511.7741
QLD1 | Hydro | 0 | 0 | 0 | 0 | 0 | 0 | 0 | 0 | 0 | 0 | 0 | 0 | 0 | 0 | 0 | 0 | 0 | 0 | 0 | 0 | 0 | 0 | 0 | 0 | 0 | 0 | 0
QLD1 | Hydrogen Turbine | 0 | 0 | 0 | 0 | 0 | 0 | 0 | 0 | 0 | 0 | 0 | 0 | 0 | 0 | 0 | 0 | 0 | 0 | 0 | 0 | 0 | 0 | 0 | 0 | 0 | 0 | 0
QLD1 | Wind | 0 | 0 | 0 | 0 | 0 | 0 | 0 | 0 | 0 | 0 | 0 | 0 | 0 | 0 | 0 | 0 | 0 | 0 | 0 | 0 | 0 | 0 | 0 | 0 | 0 | 0 | 0
QLD1 | Solar PV | 0 | 0 | 0 | 0 | 0 | 0 | 0 | 0 | 0 | 0 | 0 | 0 | 0 | 0 | 0 | 0 | 0 | 0 | 0 | 0 | 0 | 0 | 0 | 0 | 0 | 0 | 0
QLD1 | Grid Battery | 0 | 0 | 0 | 0 | 0 | 0 | 0 | 0 | 0 | 0 | 0 | 0 | 0 | 0 | 0 | 0 | 0 | 0 | 0 | 0 | 0 | 0 | 0 | 0 | 0 | 0 | 0
QLD1 | Pumped Hydro | 0 | 0 | 0 | 0 | 0 | 0 | 0 | 0 | 0 | 0 | 0 | 0 | 0 | 0 | 0 | 0 | 0 | 0 | 0 | 0 | 0 | 0 | 0 | 0 | 0 | 0 | 0
QLD1 | VPP | 0 | 0 | 0 | 0 | 0 | 0 | 0 | 0 | 0 | 0 | 0 | 0 | 0 | 0 | 0 | 0 | 0 | 0 | 0 | 0 | 0 | 0 | 0 | 0 | 0 | 0 | 0
Total excluding storage |  | 819751.6888 | 703762.4484 | 748281.6009 | 688941.4774 | 577355.6026 | 486708.1861 | 458118.6557 | 379382.2579 | 336713.2569 | 274368.1695 | 323639.3906 | 322646.2127 | 247634.1132 | 230645.0799 | 196912.2377 | 177673.9959 | 182536.3271 | 149899.9634 | 96208.4245 | 117464.5016 | 128229.6502 | 93275.1726 | 85326.3759 | 115942.2803 | 61405.4994 | 106926.4697 | 90509.4301
Region | Technology | 2023-24 | 2024-25 | 2025-26 | 2026-27 | 2027-28 | 2028-29 | 2029-30 | 2030-31 | 2031-32 | 2032-33 | 2033-34 | 2034-35 | 2035-36 | 2036-37 | 2037-38 | 2038-39 | 2039-40 | 2040-41 | 2041-42 | 2042-43 | 2043-44 | 2044-45 | 2045-46 | 2046-47 | 2047-48
VIC1 | Black Coal | 0 | 0 | 0 | 0 | 0 | 0 | 0 | 0 | 0 | 0 | 0 | 0 | 0 | 0 | 0 | 0 | 0 | 0 | 0 | 0 | 0 | 0 | 0 | 0 | 0 | 0 | 0
VIC1 | Brown Coal | 215802.177 | 179150.27 | 156943.96 | 114681.304 | 109779.833 | 86012.642 | 52189.843 | 32852.923 | 24468.146 | 0 | 0 | 0 | 0 | 0 | 0 | 0 | 0 | 0 | 0 | 0 | 0 | 0 | 0 | 0 | 0 | 0 | 0
VIC1 | CCGT | 0 | 0 | 0 | 0 | 0 | 0 | 0 | 0 | 0 | 0 | 0 | 0 | 0 | 0 | 0 | 0 | 0 | 0 | 0 | 0 | 0 | 0 | 0 | 0 | 0 | 0 | 0
VIC1 | Gas - Steam | 1711.8698 | 1787.9794 | 6589.8785 | 14466.429 | 9131.706 | 16437.408 | 12474.179 | 71397.256 | 9793.954 | 22903.018 | 24004.818 | 36049.376 | 19312.328 | 22774.376 | 29825.39 | 22310.012 | 0 | 0 | 0 | 0 | 0 | 0 | 0 | 0 | 0 | 0 | 0
VIC1 | OCGT / Diesel | 2798.4936 | 1782.9738 | 4119.5508 | 14561.488 | 7943.7711 | 10651.8708 | 6485.3348 | 32313.8531 | 4029.8425 | 22179.0304 | 21294.4183 | 58439.9273 | 36928.2385 | 31479.0428 | 66412.4674 | 37528.8278 | 97127.9535 | 66357.3953 | 43089.0513 | 42065.7537 | 107497.1449 | 79381.6525 | 82528.9821 | 121666.0058 | 75246.9887 | 104001.2122 | 77368.8345
VIC1 | Hydro | 0 | 0 | 0 | 0 | 0 | 0 | 0 | 0 | 0 | 0 | 0 | 0 | 0 | 0 | 0 | 0 | 0 | 0 | 0 | 0 | 0 | 0 | 0 | 0 | 0 | 0 | 0
VIC1 | Hydrogen Turbine | 0 | 0 | 0 | 0 | 0 | 0 | 0 | 0 | 0 | 0 | 0 | 0 | 0 | 0 | 0 | 0 | 0 | 0 | 0 | 0 | 0 | 0 | 0 | 0 | 0 | 0 | 0
VIC1 | Wind | 0 | 0 | 0 | 0 | 0 | 0 | 0 | 0 | 0 | 0 | 0 | 0 | 0 | 0 | 0 | 0 | 0 | 0 | 0 | 0 | 0 | 0 | 0 | 0 | 0 | 0 | 0
VIC1 | Solar PV | 0 | 0 | 0 | 0 | 0 | 0 | 0 | 0 | 0 | 0 | 0 | 0 | 0 | 0 | 0 | 0 | 0 | 0 | 0 | 0 | 0 | 0 | 0 | 0 | 0 | 0 | 0
VIC1 | Grid Battery | 0 | 0 | 0 | 0 | 0 | 0 | 0 | 0 | 0 | 0 | 0 | 0 | 0 | 0 | 0 | 0 | 0 | 0 | 0 | 0 | 0 | 0 | 0 | 0 | 0 | 0 | 0
VIC1 | Pumped Hydro | 0 | 0 | 0 | 0 | 0 | 0 | 0 | 0 | 0 | 0 | 0 | 0 | 0 | 0 | 0 | 0 | 0 | 0 | 0 | 0 | 0 | 0 | 0 | 0 | 0 | 0 | 0
VIC1 | VPP | 0 | 0 | 0 | 0 | 0 | 0 | 0 | 0 | 0 | 0 | 0 | 0 | 0 | 0 | 0 | 0 | 0 | 0 | 0 | 0 | 0 | 0 | 0 | 0 | 0 | 0 | 0
Total excluding storage |  | 220312.5404 | 182721.2232 | 167653.3893 | 143709.221 | 126855.3101 | 113101.9208 | 71149.3568 | 136564.0321 | 38291.9425 | 45082.0484 | 45299.2363 | 94489.3033 | 56240.5665 | 54253.4188 | 96237.8574 | 59838.8398 | 97127.9535 | 66357.3953 | 43089.0513 | 42065.7537 | 107497.1449 | 79381.6525 | 82528.9821 | 121666.0058 | 75246.9887 | 104001.2122 | 77368.8345
Region | Technology | 2023-24 | 2024-25 | 2025-26 | 2026-27 | 2027-28 | 2028-29 | 2029-30 | 2030-31 | 2031-32 | 2032-33 | 2033-34 | 2034-35 | 2035-36 | 2036-37 | 2037-38 | 2038-39 | 2039-40 | 2040-41 | 2041-42 | 2042-43 | 2043-44 | 2044-45 | 2045-46 | 2046-47 | 2047-48
SA1 | Black Coal | 0 | 0 | 0 | 0 | 0 | 0 | 0 | 0 | 0 | 0 | 0 | 0 | 0 | 0 | 0 | 0 | 0 | 0 | 0 | 0 | 0 | 0 | 0 | 0 | 0 | 0 | 0
SA1 | Brown Coal | 0 | 0 | 0 | 0 | 0 | 0 | 0 | 0 | 0 | 0 | 0 | 0 | 0 | 0 | 0 | 0 | 0 | 0 | 0 | 0 | 0 | 0 | 0 | 0 | 0 | 0 | 0
SA1 | CCGT | 77011.7875 | 51308.312 | 76730.264 | 49778.24 | 41223.152 | 53773.616 | 50494.82 | 71316.104 | 38366.656 | 43693.972 | 53118.324 | 63678.756 | 35090.932 | 38093.96 | 0 | 0 | 0 | 0 | 0 | 0 | 0 | 0 | 0 | 0 | 0 | 0 | 0
SA1 | Gas - Steam | 9685.962 | 8824.338 | 25604.718 | 0 | 0 | 0 | 0 | 0 | 0 | 0 | 0 | 0 | 0 | 0 | 0 | 0 | 0 | 0 | 0 | 0 | 0 | 0 | 0 | 0 | 0 | 0 | 0
SA1 | OCGT / Diesel | 13541.1202 | 11393.5558 | 22459.6176 | 17836.1942 | 12956.0807 | 15755.4022 | 14183.6374 | 32625.2877 | 13186.3582 | 18128.5755 | 25993.9769 | 43873.1873 | 19557.2645 | 19438.3742 | 28797.4442 | 24410.6914 | 38443.3798 | 27335.4328 | 15419.4631 | 17566.4878 | 37635.6608 | 14970.9265 | 13190.6287 | 12452.0342 | 7927.5815 | 9681.5999 | 8233.1645
SA1 | Hydro | 0 | 0 | 0 | 0 | 0 | 0 | 0 | 0 | 0 | 0 | 0 | 0 | 0 | 0 | 0 | 0 | 0 | 0 | 0 | 0 | 0 | 0 | 0 | 0 | 0 | 0 | 0
SA1 | Hydrogen Turbine | 0 | 0 | 0 | 0 | 0 | 0 | 0 | 0 | 0 | 0 | 0 | 0 | 0 | 0 | 0 | 0 | 0 | 0 | 0 | 0 | 0 | 0 | 0 | 0 | 0 | 0 | 0
SA1 | Wind | 0 | 0 | 0 | 0 | 0 | 0 | 0 | 0 | 0 | 0 | 0 | 0 | 0 | 0 | 0 | 0 | 0 | 0 | 0 | 0 | 0 | 0 | 0 | 0 | 0 | 0 | 0
SA1 | Solar PV | 0 | 0 | 0 | 0 | 0 | 0 | 0 | 0 | 0 | 0 | 0 | 0 | 0 | 0 | 0 | 0 | 0 | 0 | 0 | 0 | 0 | 0 | 0 | 0 | 0 | 0 | 0
SA1 | Grid Battery | 0 | 0 | 0 | 0 | 0 | 0 | 0 | 0 | 0 | 0 | 0 | 0 | 0 | 0 | 0 | 0 | 0 | 0 | 0 | 0 | 0 | 0 | 0 | 0 | 0 | 0 | 0
SA1 | Pumped Hydro | 0 | 0 | 0 | 0 | 0 | 0 | 0 | 0 | 0 | 0 | 0 | 0 | 0 | 0 | 0 | 0 | 0 | 0 | 0 | 0 | 0 | 0 | 0 | 0 | 0 | 0 | 0
SA1 | VPP | 0 | 0 | 0 | 0 | 0 | 0 | 0 | 0 | 0 | 0 | 0 | 0 | 0 | 0 | 0 | 0 | 0 | 0 | 0 | 0 | 0 | 0 | 0 | 0 | 0 | 0 | 0
Total excluding storage |  | 100238.8697 | 71526.2058 | 124794.5996 | 67614.4342 | 54179.2327 | 69529.0182 | 64678.4574 | 103941.3917 | 51553.0142 | 61822.5475 | 79112.3009 | 107551.9433 | 54648.1965 | 57532.3342 | 28797.4442 | 24410.6914 | 38443.3798 | 27335.4328 | 15419.4631 | 17566.4878 | 37635.6608 | 14970.9265 | 13190.6287 | 12452.0342 | 7927.5815 | 9681.5999 | 8233.1645
Region | Technology | 2023-24 | 2024-25 | 2025-26 | 2026-27 | 2027-28 | 2028-29 | 2029-30 | 2030-31 | 2031-32 | 2032-33 | 2033-34 | 2034-35 | 2035-36 | 2036-37 | 2037-38 | 2038-39 | 2039-40 | 2040-41 | 2041-42 | 2042-43 | 2043-44 | 2044-45 | 2045-46 | 2046-47 | 2047-48
TAS1 | Black Coal | 0 | 0 | 0 | 0 | 0 | 0 | 0 | 0 | 0 | 0 | 0 | 0 | 0 | 0 | 0 | 0 | 0 | 0 | 0 | 0 | 0 | 0 | 0 | 0 | 0 | 0 | 0
TAS1 | Brown Coal | 0 | 0 | 0 | 0 | 0 | 0 | 0 | 0 | 0 | 0 | 0 | 0 | 0 | 0 | 0 | 0 | 0 | 0 | 0 | 0 | 0 | 0 | 0 | 0 | 0 | 0 | 0
TAS1 | CCGT | 0 | 0 | 0 | 0 | 0 | 0 | 0 | 0 | 0 | 0 | 0 | 0 | 0 | 0 | 0 | 0 | 0 | 0 | 0 | 0 | 0 | 0 | 0 | 0 | 0 | 0 | 0
TAS1 | Gas - Steam | 0 | 0 | 0 | 0 | 0 | 0 | 0 | 0 | 0 | 0 | 0 | 0 | 0 | 0 | 0 | 0 | 0 | 0 | 0 | 0 | 0 | 0 | 0 | 0 | 0 | 0 | 0
TAS1 | OCGT / Diesel | 0.0074099 | 0.014192 | 0.014329 | 19.2033 | 0.014262 | 0.014438 | 153.461 | 383.6716 | 184.4216 | 847.8147 | 442.865 | 1817.0808 | 946.0948 | 673.867 | 829.191 | 708.069 | 2204.0932 | 426.3952 | 358.5348 | 332.1989 | 419.9585 | 223.1636 | 129.3753 | 70.0142 | 167.0797 | 306.556 | 232.9227
TAS1 | Hydro | 0 | 0 | 0 | 0 | 0 | 0 | 0 | 0 | 0 | 0 | 0 | 0 | 0 | 0 | 0 | 0 | 0 | 0 | 0 | 0 | 0 | 0 | 0 | 0 | 0 | 0 | 0
TAS1 | Hydrogen Turbine | 0 | 0 | 0 | 0 | 0 | 0 | 0 | 0 | 0 | 0 | 0 | 0 | 0 | 0 | 0 | 0 | 0 | 0 | 0 | 0 | 0 | 0 | 0 | 0 | 0 | 0 | 0
TAS1 | Wind | 0 | 0 | 0 | 0 | 0 | 0 | 0 | 0 | 0 | 0 | 0 | 0 | 0 | 0 | 0 | 0 | 0 | 0 | 0 | 0 | 0 | 0 | 0 | 0 | 0 | 0 | 0
TAS1 | Solar PV | 0 | 0 | 0 | 0 | 0 | 0 | 0 | 0 | 0 | 0 | 0 | 0 | 0 | 0 | 0 | 0 | 0 | 0 | 0 | 0 | 0 | 0 | 0 | 0 | 0 | 0 | 0
TAS1 | Grid Battery | 0 | 0 | 0 | 0 | 0 | 0 | 0 | 0 | 0 | 0 | 0 | 0 | 0 | 0 | 0 | 0 | 0 | 0 | 0 | 0 | 0 | 0 | 0 | 0 | 0 | 0 | 0
TAS1 | Pumped Hydro | 0 | 0 | 0 | 0 | 0 | 0 | 0 | 0 | 0 | 0 | 0 | 0 | 0 | 0 | 0 | 0 | 0 | 0 | 0 | 0 | 0 | 0 | 0 | 0 | 0 | 0 | 0
TAS1 | VPP | 0 | 0 | 0 | 0 | 0 | 0 | 0 | 0 | 0 | 0 | 0 | 0 | 0 | 0 | 0 | 0 | 0 | 0 | 0 | 0 | 0 | 0 | 0 | 0 | 0 | 0 | 0
Total excluding storage |  | 0.0074099 | 0.014192 | 0.014329 | 19.2033 | 0.014262 | 0.014438 | 153.461 | 383.6716 | 184.4216 | 847.8147 | 442.865 | 1817.0808 | 946.0948 | 673.867 | 829.191 | 708.069 | 2204.0932 | 426.3952 | 358.5348 | 332.1989 | 419.9585 | 223.1636 | 129.3753 | 70.0142 | 167.0797 | 306.556 | 232.9227

## Option 3A_Build Cost
New generation build cost (CAPEX) by technology ($000s) - Option 3A, Step Change Scenario
CAPEX | Real June 2021 dollars discounted to 1 July 2021. The total capital costs are annualised for modelling purposes.
Explicitly modelled generation
Region | Technology | 2023-24 | 2024-25 | 2025-26 | 2026-27 | 2027-28 | 2028-29 | 2029-30 | 2030-31 | 2031-32 | 2032-33 | 2033-34 | 2034-35 | 2035-36 | 2036-37 | 2037-38 | 2038-39 | 2039-40 | 2040-41 | 2041-42 | 2042-43 | 2043-44 | 2044-45 | 2045-46 | 2046-47 | 2047-48 | 2048-49 | 2049-50
NEM | Black Coal | 0 | 0 | 0 | 0 | 0 | 0 | 0 | 0 | 0 | 0 | 0 | 0 | 0 | 0 | 0 | 0 | 0 | 0 | 0 | 0 | 0 | 0 | 0 | 0 | 0 | 0 | 0
NEM | Brown Coal | 0 | 0 | 0 | 0 | 0 | 0 | 0 | 0 | 0 | 0 | 0 | 0 | 0 | 0 | 0 | 0 | 0 | 0 | 0 | 0 | 0 | 0 | 0 | 0 | 0 | 0 | 0
NEM | CCGT | 0 | 0 | 0 | 0 | 0 | 0 | 0 | 0 | 0 | 0 | 0 | 0 | 0 | 0 | 0 | 0 | 0 | 0 | 0 | 0 | 0 | 0 | 0 | 0 | 0 | 0 | 0
NEM | Gas - Steam | 0 | 0 | 0 | 0 | 0 | 0 | 0 | 0 | 0 | 0 | 0 | 0 | 0 | 0 | 0 | 0 | 0 | 0 | 0 | 0 | 0 | 0 | 0 | 0 | 0 | 0 | 0
NEM | OCGT / Diesel | 0 | 0.069864 | 0.066231 | 0.065284 | 0.062294 | 10427.57 | 9883.9531 | 9368.6792 | 8903.9411 | 8416.0802 | 7977.3274 | 7561.4492 | 35968.4525 | 33997.6752 | 91130.3473 | 86379.4762 | 82094.5786 | 77596.4665 | 73565.7713 | 69730.589 | 99489.8227 | 137296.9562 | 130139.2951 | 157354.2109 | 149548.5747 | 186492.6082 | 176770.2266
NEM | Hydro | 0 | 0 | 0 | 0 | 0 | 0 | 0 | 0 | 0 | 0 | 0 | 0 | 0 | 0 | 0 | 0 | 0 | 0 | 0 | 0 | 0 | 0 | 0 | 0 | 0 | 0 | 0
NEM | Hydrogen Turbine | 0 | 0 | 0 | 0 | 0 | 0 | 0 | 0 | 0 | 0 | 0 | 0 | 0 | 0 | 0 | 0 | 0 | 0 | 0 | 0 | 0 | 0 | 0 | 0 | 0 | 0 | 0
NEM | Wind | 0 | 753378.7484 | 720542.8557 | 945380.367 | 1425047.8893 | 1981241.6486 | 2088338.9127 | 2286636.2136 | 2351691.2221 | 2525951.8843 | 2689390.5314 | 2682912.2643 | 2761202.6316 | 2785939.158 | 2985359.4708 | 2963729.3986 | 2954604.9048 | 2954644.4741 | 2834766.8266 | 2801713.778 | 2775074.6719 | 2651443.7599 | 2537453.0303 | 2729139.8619 | 2689297.6199 | 2686936.1799 | 2403326.9052
NEM | Solar PV | 0 | 0.23812 | 56454.9475 | 53511.85 | 50857.5943 | 74295.165 | 123496.3844 | 213529.4438 | 215138.7984 | 323413.9646 | 379342.2641 | 397608.6927 | 377885.1099 | 358015.1394 | 450062.5022 | 448185.4427 | 624477.5347 | 687797.8652 | 767054.9213 | 899031.873 | 936819.7034 | 903044.8021 | 862409.7028 | 894768.55 | 862455.2198 | 877188.3853 | 911633.4406
NEM | Grid Battery | 0 | 0.28373 | 50506.9061 | 47874.098 | 104265.6984 | 203402.1043 | 198326.966 | 208801.8545 | 200222.4004 | 320529.4539 | 311499.9032 | 295260.5726 | 296891.1388 | 280623.9316 | 266251.6705 | 252371.2537 | 326516.9186 | 316389.5177 | 432987.0222 | 498503.4575 | 494548.144 | 498087.1764 | 454823.1726 | 431111.9421 | 389600.2316 | 372153.5574 | 350858.7209
NEM | Pumped Hydro | 0 | 0 | 69662.208 | 66030.6329 | 65864.1479 | 78299.0325 | 74217.1308 | 77090.2934 | 73266.1939 | 101781.6546 | 96475.5063 | 118738.1112 | 121198.1237 | 114557.4584 | 252972.9845 | 239784.8205 | 272446.386 | 257518.5649 | 244093.445 | 231368.1978 | 219891.1809 | 208000.0232 | 197156.421 | 226775.8434 | 215526.5122 | 203717.4225 | 193097.0844
NEM | VPP | 0 | 0 | 0 | 0 | 0 | 0 | 0 | 0 | 0 | 0 | 0 | 0 | 0 | 0 | 0 | 0 | 0 | 0 | 0 | 0 | 0 | 0 | 0 | 0 | 0 | 0 | 0
Total excluding storage |  | 0 | 753379.3401 | 897166.9835 | 1112797.0131 | 1646035.3921 | 2347665.5206 | 2494263.347 | 2795426.4844 | 2849222.5559 | 3280093.0376 | 3484685.5324 | 3502081.09 | 3593145.4564 | 3573133.3626 | 4045776.9753 | 3990450.3917 | 4260140.3227 | 4293946.8884 | 4352467.9863 | 4500347.8954 | 4525823.5229 | 4397872.7178 | 4181981.6217 | 4439150.4083 | 4306428.1582 | 4326488.1533 | 4035686.3777
Region | Technology | 2023-24 | 2024-25 | 2025-26 | 2026-27 | 2027-28 | 2028-29 | 2029-30 | 2030-31 | 2031-32 | 2032-33 | 2033-34 | 2034-35 | 2035-36 | 2036-37 | 2037-38 | 2038-39 | 2039-40 | 2040-41 | 2041-42 | 2042-43 | 2043-44 | 2044-45 | 2045-46 | 2046-47 | 2047-48 | 2048-49 | 2049-50
NSW1 | Black Coal | 0 | 0 | 0 | 0 | 0 | 0 | 0 | 0 | 0 | 0 | 0 | 0 | 0 | 0 | 0 | 0 | 0 | 0 | 0 | 0 | 0 | 0 | 0 | 0 | 0 | 0 | 0
NSW1 | Brown Coal | 0 | 0 | 0 | 0 | 0 | 0 | 0 | 0 | 0 | 0 | 0 | 0 | 0 | 0 | 0 | 0 | 0 | 0 | 0 | 0 | 0 | 0 | 0 | 0 | 0 | 0 | 0
NSW1 | CCGT | 0 | 0 | 0 | 0 | 0 | 0 | 0 | 0 | 0 | 0 | 0 | 0 | 0 | 0 | 0 | 0 | 0 | 0 | 0 | 0 | 0 | 0 | 0 | 0 | 0 | 0 | 0
NSW1 | Gas - Steam | 0 | 0 | 0 | 0 | 0 | 0 | 0 | 0 | 0 | 0 | 0 | 0 | 0 | 0 | 0 | 0 | 0 | 0 | 0 | 0 | 0 | 0 | 0 | 0 | 0 | 0 | 0
NSW1 | OCGT / Diesel | 0 | 0.03121 | 0.029592 | 0.028049 | 0.026658 | 0.025219 | 0.023929 | 0.022707 | 0.021587 | 0.020423 | 0.019399 | 0.018428 | 0.017528 | 0.0166 | 31841.471 | 30181.4891 | 28684.3209 | 27112.6545 | 25699.1986 | 24359.43 | 23151.082 | 27881.5166 | 26427.9779 | 29427.545 | 27967.7765 | 28181.3613 | 26712.1827
NSW1 | Hydro | 0 | 0 | 0 | 0 | 0 | 0 | 0 | 0 | 0 | 0 | 0 | 0 | 0 | 0 | 0 | 0 | 0 | 0 | 0 | 0 | 0 | 0 | 0 | 0 | 0 | 0 | 0
NSW1 | Hydrogen Turbine | 0 | 0 | 0 | 0 | 0 | 0 | 0 | 0 | 0 | 0 | 0 | 0 | 0 | 0 | 0 | 0 | 0 | 0 | 0 | 0 | 0 | 0 | 0 | 0 | 0 | 0 | 0
NSW1 | Wind | 0 | 334093.6152 | 323116.1876 | 414777.1785 | 755700.8467 | 794135.3186 | 775125.9214 | 742158.8453 | 705343.6762 | 770407.0876 | 783890.9092 | 753744.9678 | 814879.5798 | 787883.9007 | 802159.1106 | 760340.3915 | 722821.0039 | 701333.4147 | 679857.5625 | 694785.9447 | 733060.8394 | 692895.1159 | 662938.1692 | 678802.7834 | 681477.7403 | 678307.4671 | 555411.9366
NSW1 | Solar PV | 0 | 0.092383 | 56454.7731 | 53511.6367 | 50857.384 | 70196.6005 | 118291.893 | 176892.173 | 168117.3463 | 174220.3739 | 205779.0744 | 195051.2716 | 185375.6534 | 176053.6274 | 199217.2156 | 199843.7088 | 246677.5409 | 264879.85 | 291054.979 | 300794.5981 | 296348.205 | 280110.7446 | 265507.8151 | 272847.7692 | 262579.2741 | 273629.7739 | 292476.5
NSW1 | Grid Battery | 0 | 0.17882 | 50506.7914 | 47873.7504 | 104265.3534 | 129922.3595 | 128677.9127 | 121969.6241 | 115919.2608 | 147586.6649 | 139892.5747 | 132599.5971 | 127204.039 | 120234.2976 | 113966.1595 | 108024.7965 | 142121.5675 | 134334.4741 | 149024.9811 | 152461.8023 | 144898.8883 | 150612.1324 | 125462.946 | 118922.2312 | 92896.8515 | 93573.1112 | 86801.4174
NSW1 | Pumped Hydro | 0 | 0 | 69662.0233 | 66030.3552 | 65863.8711 | 62255.0776 | 59009.5531 | 55933.227 | 53158.6308 | 50245.9731 | 47626.5157 | 45143.6171 | 42904.2632 | 40553.4607 | 38439.3965 | 36435.4471 | 34628.0488 | 32730.715 | 31024.3756 | 29406.9921 | 27948.2749 | 26417.1677 | 25039.9696 | 23734.5698 | 22557.2045 | 21321.2543 | 20209.7199
NSW1 | VPP | 0 | 0 | 0 | 0 | 0 | 0 | 0 | 0 | 0 | 0 | 0 | 0 | 0 | 0 | 0 | 0 | 0 | 0 | 0 | 0 | 0 | 0 | 0 | 0 | 0 | 0 | 0
Total excluding storage |  | 0 | 334093.9177 | 499739.8049 | 582192.9488 | 976687.4818 | 1056509.3814 | 1081105.304 | 1096953.8921 | 1042538.9357 | 1142460.1199 | 1177189.0933 | 1126539.4721 | 1170363.5529 | 1124725.303 | 1185623.3531 | 1134825.833 | 1174932.4821 | 1160391.1082 | 1176661.0967 | 1201808.7671 | 1225407.2895 | 1177916.6771 | 1105376.8778 | 1123734.8986 | 1087478.8469 | 1095012.9678 | 981611.7566
Region | Technology | 2023-24 | 2024-25 | 2025-26 | 2026-27 | 2027-28 | 2028-29 | 2029-30 | 2030-31 | 2031-32 | 2032-33 | 2033-34 | 2034-35 | 2035-36 | 2036-37 | 2037-38 | 2038-39 | 2039-40 | 2040-41 | 2041-42 | 2042-43 | 2043-44 | 2044-45 | 2045-46 | 2046-47 | 2047-48 | 2048-49 | 2049-50
QLD1 | Black Coal | 0 | 0 | 0 | 0 | 0 | 0 | 0 | 0 | 0 | 0 | 0 | 0 | 0 | 0 | 0 | 0 | 0 | 0 | 0 | 0 | 0 | 0 | 0 | 0 | 0 | 0 | 0
QLD1 | Brown Coal | 0 | 0 | 0 | 0 | 0 | 0 | 0 | 0 | 0 | 0 | 0 | 0 | 0 | 0 | 0 | 0 | 0 | 0 | 0 | 0 | 0 | 0 | 0 | 0 | 0 | 0 | 0
QLD1 | CCGT | 0 | 0 | 0 | 0 | 0 | 0 | 0 | 0 | 0 | 0 | 0 | 0 | 0 | 0 | 0 | 0 | 0 | 0 | 0 | 0 | 0 | 0 | 0 | 0 | 0 | 0 | 0
QLD1 | Gas - Steam | 0 | 0 | 0 | 0 | 0 | 0 | 0 | 0 | 0 | 0 | 0 | 0 | 0 | 0 | 0 | 0 | 0 | 0 | 0 | 0 | 0 | 0 | 0 | 0 | 0 | 0 | 0
QLD1 | OCGT / Diesel | 0 | 0.0076956 | 0.0072944 | 0.0074034 | 0.0070815 | 10427.5174 | 9883.9028 | 9368.6283 | 8903.8927 | 8416.0321 | 7977.2817 | 7561.4045 | 7186.3172 | 6792.5657 | 29743.8255 | 28193.1996 | 26794.6618 | 25326.5332 | 24006.1927 | 22754.685 | 21625.9272 | 20441.0031 | 19375.3584 | 47987.3685 | 45606.9305 | 86500.1264 | 81990.6391
QLD1 | Hydro | 0 | 0 | 0 | 0 | 0 | 0 | 0 | 0 | 0 | 0 | 0 | 0 | 0 | 0 | 0 | 0 | 0 | 0 | 0 | 0 | 0 | 0 | 0 | 0 | 0 | 0 | 0
QLD1 | Hydrogen Turbine | 0 | 0 | 0 | 0 | 0 | 0 | 0 | 0 | 0 | 0 | 0 | 0 | 0 | 0 | 0 | 0 | 0 | 0 | 0 | 0 | 0 | 0 | 0 | 0 | 0 | 0 | 0
QLD1 | Wind | 0 | 150750.7453 | 142891.7021 | 196285.1814 | 313836.1165 | 612399.8134 | 587348.9051 | 704027.4523 | 670544.7063 | 737018.3439 | 800792.5613 | 760595.0892 | 722865.3822 | 683258.2667 | 764584.61 | 724724.7491 | 688774.4073 | 664513.0299 | 648939.5667 | 650789.6173 | 652871.0718 | 617099.0711 | 584928.0316 | 718841.8851 | 702046.4838 | 731211.9084 | 654027.5129
QLD1 | Solar PV | 0 | 0.03937 | 0.054303 | 0.053675 | 0.051647 | 4098.4141 | 5204.3455 | 36637.085 | 47021.2681 | 87208.5519 | 114809.5978 | 135660.3724 | 128930.8702 | 121866.5122 | 165210.2346 | 167171.0663 | 291524.092 | 326836.9307 | 315741.9365 | 437663.7175 | 415985.051 | 393192.4689 | 379137.3392 | 410949.1428 | 397937.9394 | 398080.6104 | 418374.6693
QLD1 | Grid Battery | 0 | 0.023706 | 0.02611 | 0.037453 | 0.044771 | 73479.461 | 69648.7783 | 82208.392 | 79908.6611 | 131731.7028 | 132544.6869 | 125634.7745 | 119402.5975 | 112860.3109 | 106976.5982 | 101399.6196 | 143578.9122 | 135711.9611 | 167975.5448 | 236101.8475 | 224389.8948 | 212095.154 | 201038.0595 | 190557.3985 | 181104.6982 | 169315.6255 | 160488.7446
QLD1 | Pumped Hydro | 0 | 0 | 0.042925 | 0.063469 | 0.06243 | 16043.7436 | 15207.3401 | 14414.5406 | 13699.5 | 12948.8795 | 12273.8213 | 38926.0856 | 36995.138 | 34968.1069 | 173799.7798 | 164739.128 | 201123.3717 | 190103.4542 | 180192.8478 | 170798.9085 | 162326.3412 | 153432.184 | 145433.3498 | 177749.2336 | 168931.8918 | 159675.8053 | 151351.4743
QLD1 | VPP | 0 | 0 | 0 | 0 | 0 | 0 | 0 | 0 | 0 | 0 | 0 | 0 | 0 | 0 | 0 | 0 | 0 | 0 | 0 | 0 | 0 | 0 | 0 | 0 | 0 | 0 | 0
Total excluding storage |  | 0 | 150750.8161 | 142891.8328 | 196285.3434 | 313836.2825 | 716448.9495 | 687293.2718 | 846656.0982 | 820078.0282 | 977323.5102 | 1068397.9491 | 1068377.7262 | 1015380.3051 | 959745.7624 | 1240315.0481 | 1186227.7626 | 1351795.445 | 1342491.909 | 1336856.0885 | 1518108.7758 | 1477198.286 | 1396259.8811 | 1329912.1386 | 1546085.0284 | 1495627.9437 | 1544784.076 | 1466233.0401
Region | Technology | 2023-24 | 2024-25 | 2025-26 | 2026-27 | 2027-28 | 2028-29 | 2029-30 | 2030-31 | 2031-32 | 2032-33 | 2033-34 | 2034-35 | 2035-36 | 2036-37 | 2037-38 | 2038-39 | 2039-40 | 2040-41 | 2041-42 | 2042-43 | 2043-44 | 2044-45 | 2045-46 | 2046-47 | 2047-48 | 2048-49 | 2049-50
VIC1 | Black Coal | 0 | 0 | 0 | 0 | 0 | 0 | 0 | 0 | 0 | 0 | 0 | 0 | 0 | 0 | 0 | 0 | 0 | 0 | 0 | 0 | 0 | 0 | 0 | 0 | 0 | 0 | 0
VIC1 | Brown Coal | 0 | 0 | 0 | 0 | 0 | 0 | 0 | 0 | 0 | 0 | 0 | 0 | 0 | 0 | 0 | 0 | 0 | 0 | 0 | 0 | 0 | 0 | 0 | 0 | 0 | 0 | 0
VIC1 | CCGT | 0 | 0 | 0 | 0 | 0 | 0 | 0 | 0 | 0 | 0 | 0 | 0 | 0 | 0 | 0 | 0 | 0 | 0 | 0 | 0 | 0 | 0 | 0 | 0 | 0 | 0 | 0
VIC1 | Gas - Steam | 0 | 0 | 0 | 0 | 0 | 0 | 0 | 0 | 0 | 0 | 0 | 0 | 0 | 0 | 0 | 0 | 0 | 0 | 0 | 0 | 0 | 0 | 0 | 0 | 0 | 0 | 0
VIC1 | OCGT / Diesel | 0 | 0.016008 | 0.015173 | 0.014579 | 0.013855 | 0.013131 | 0.012468 | 0.011849 | 0.011265 | 0.010774 | 0.010243 | 0.010261 | 28782.0794 | 27205.0566 | 29544.1053 | 28003.8913 | 26614.744 | 25156.4735 | 23859.6107 | 22615.7447 | 46043.0355 | 80779.6757 | 76568.413 | 72576.6948 | 68976.4907 | 65197.1425 | 61798.2352
VIC1 | Hydro | 0 | 0 | 0 | 0 | 0 | 0 | 0 | 0 | 0 | 0 | 0 | 0 | 0 | 0 | 0 | 0 | 0 | 0 | 0 | 0 | 0 | 0 | 0 | 0 | 0 | 0 | 0
VIC1 | Hydrogen Turbine | 0 | 0 | 0 | 0 | 0 | 0 | 0 | 0 | 0 | 0 | 0 | 0 | 0 | 0 | 0 | 0 | 0 | 0 | 0 | 0 | 0 | 0 | 0 | 0 | 0 | 0 | 0
VIC1 | Wind | 0 | 121722.887 | 115377.1451 | 157352.4912 | 180668.1434 | 326610.2879 | 419912.9997 | 518428.3894 | 582569.4502 | 634243.1129 | 731240.6553 | 814575.6134 | 887021.2573 | 996794.5437 | 1092817.5236 | 1169779.8153 | 1236753.6747 | 1287079.7865 | 1219980.8409 | 1164500.5023 | 1107850.2115 | 1047149.0748 | 1010628.9621 | 1021519.2328 | 987756.9052 | 958522.9124 | 925141.9192
VIC1 | Solar PV | 0 | 0.035702 | 0.034483 | 0.070383 | 0.073669 | 0.069875 | 0.06875 | 0.083685 | 0.086682 | 46067.6589 | 43666.0275 | 41389.6042 | 39336.4517 | 37181.1358 | 35662.0352 | 33802.8775 | 39439.8444 | 37278.8633 | 57903.3128 | 62816.901 | 87332.175 | 92404.975 | 87587.6634 | 83693.6349 | 80973.6937 | 84850.0056 | 83917.392
VIC1 | Grid Battery | 0 | 0.036899 | 0.035241 | 0.21807 | 0.20766 | 0.1963 | 0.18631 | 4623.0198 | 4393.6929 | 11627.1094 | 11020.957 | 10446.4049 | 11348.2747 | 10726.4821 | 10167.2823 | 9637.2346 | 9159.175 | 9374.3002 | 48662.3762 | 46125.4755 | 48570.1552 | 55468.4536 | 52576.7334 | 49835.7063 | 47363.5809 | 44768.4444 | 42434.5498
VIC1 | Pumped Hydro | 0 | 0 | 0.041436 | 0.08891 | 0.084879 | 0.080544 | 0.076746 | 0.11067 | 0.10525 | 0.099839 | 0.094897 | 0.090213 | 0.11988 | 0.1137 | 0.17566 | 0.16667 | 0.15874 | 0.15947 | 0.15844 | 0.15083 | 0.22881 | 0.21674 | 0.20577 | 0.1953 | 0.18578 | 0.17614 | 0.16732
VIC1 | VPP | 0 | 0 | 0 | 0 | 0 | 0 | 0 | 0 | 0 | 0 | 0 | 0 | 0 | 0 | 0 | 0 | 0 | 0 | 0 | 0 | 0 | 0 | 0 | 0 | 0 | 0 | 0
Total excluding storage |  | 0 | 121722.9756 | 115377.2714 | 157352.8831 | 180668.5234 | 326610.6478 | 419913.344 | 523051.6154 | 586963.3463 | 691937.9918 | 785927.745 | 866411.7229 | 966488.183 | 1071907.3319 | 1168191.122 | 1241223.9854 | 1311967.5968 | 1358889.583 | 1350406.299 | 1296058.7743 | 1289795.8061 | 1275802.3959 | 1227361.9776 | 1227625.4642 | 1185070.8562 | 1153338.681 | 1113292.2635
Region | Technology | 2023-24 | 2024-25 | 2025-26 | 2026-27 | 2027-28 | 2028-29 | 2029-30 | 2030-31 | 2031-32 | 2032-33 | 2033-34 | 2034-35 | 2035-36 | 2036-37 | 2037-38 | 2038-39 | 2039-40 | 2040-41 | 2041-42 | 2042-43 | 2043-44 | 2044-45 | 2045-46 | 2046-47 | 2047-48 | 2048-49 | 2049-50
SA1 | Black Coal | 0 | 0 | 0 | 0 | 0 | 0 | 0 | 0 | 0 | 0 | 0 | 0 | 0 | 0 | 0 | 0 | 0 | 0 | 0 | 0 | 0 | 0 | 0 | 0 | 0 | 0 | 0
SA1 | Brown Coal | 0 | 0 | 0 | 0 | 0 | 0 | 0 | 0 | 0 | 0 | 0 | 0 | 0 | 0 | 0 | 0 | 0 | 0 | 0 | 0 | 0 | 0 | 0 | 0 | 0 | 0 | 0
SA1 | CCGT | 0 | 0 | 0 | 0 | 0 | 0 | 0 | 0 | 0 | 0 | 0 | 0 | 0 | 0 | 0 | 0 | 0 | 0 | 0 | 0 | 0 | 0 | 0 | 0 | 0 | 0 | 0
SA1 | Gas - Steam | 0 | 0 | 0 | 0 | 0 | 0 | 0 | 0 | 0 | 0 | 0 | 0 | 0 | 0 | 0 | 0 | 0 | 0 | 0 | 0 | 0 | 0 | 0 | 0 | 0 | 0 | 0
SA1 | OCGT / Diesel | 0 | 0.0078131 | 0.0074058 | 0.0088112 | 0.0083815 | 0.0079497 | 0.0075619 | 0.008497 | 0.0081065 | 0.0086648 | 0.0082532 | 0.0084856 | 0.024645 | 0.023312 | 0.92781 | 0.87946 | 0.83586 | 0.79008 | 0.74891 | 0.70989 | 8669.7594 | 8194.7275 | 7767.5142 | 7362.5727 | 6997.3485 | 6613.951 | 6269.1459
SA1 | Hydro | 0 | 0 | 0 | 0 | 0 | 0 | 0 | 0 | 0 | 0 | 0 | 0 | 0 | 0 | 0 | 0 | 0 | 0 | 0 | 0 | 0 | 0 | 0 | 0 | 0 | 0 | 0
SA1 | Hydrogen Turbine | 0 | 0 | 0 | 0 | 0 | 0 | 0 | 0 | 0 | 0 | 0 | 0 | 0 | 0 | 0 | 0 | 0 | 0 | 0 | 0 | 0 | 0 | 0 | 0 | 0 | 0 | 0
SA1 | Wind | 0 | 58375.0754 | 55331.825 | 89583.5632 | 85139.7263 | 156238.1842 | 169729.4192 | 186841.7709 | 177573.3899 | 180398.0312 | 180210.1878 | 170815.3446 | 162341.9626 | 153446.9506 | 169821.4524 | 160968.2039 | 157533.4088 | 157421.2381 | 149214.4441 | 161993.7207 | 158079.6129 | 177838.6238 | 168567.465 | 205340.5076 | 218571.5327 | 224897.7051 | 202820.2343
SA1 | Solar PV | 0 | 0.054901 | 0.070652 | 0.073615 | 0.070053 | 0.066423 | 0.063365 | 0.085889 | 0.081689 | 15917.3597 | 15087.5452 | 25507.4247 | 24242.1158 | 22913.846 | 49972.9982 | 47367.7712 | 46835.9852 | 54966.2754 | 98718.7244 | 94310.2406 | 133878.8173 | 134240.6234 | 127242.2971 | 124496.4031 | 118320.6953 | 118129.2237 | 114496.3794
SA1 | Grid Battery | 0 | 0.025445 | 0.031323 | 0.067938 | 0.064954 | 0.061417 | 0.058531 | 0.76607 | 0.72935 | 29583.9031 | 28041.6146 | 26579.7296 | 38936.1642 | 36802.7808 | 35141.5724 | 33309.5477 | 31657.2111 | 36968.7322 | 67324.0675 | 63814.2823 | 76689.1563 | 79911.3787 | 75745.3803 | 71796.5562 | 68235.0516 | 64496.3285 | 61133.9611
SA1 | Pumped Hydro | 0 | 0 | 0.050133 | 0.071557 | 0.068598 | 0.065264 | 0.062812 | 0.074253 | 0.070694 | 0.068793 | 0.065931 | 0.063077 | 0.072802 | 0.069164 | 0.086588 | 0.082283 | 0.078705 | 0.079388 | 0.084324 | 0.080931 | 0.080424 | 0.093163 | 0.088397 | 0.08387 | 0.079849 | 0.075682 | 0.072302
SA1 | VPP | 0 | 0 | 0 | 0 | 0 | 0 | 0 | 0 | 0 | 0 | 0 | 0 | 0 | 0 | 0 | 0 | 0 | 0 | 0 | 0 | 0 | 0 | 0 | 0 | 0 | 0 | 0
Total excluding storage |  | 0 | 58375.1635 | 55331.9845 | 89583.7851 | 85139.9383 | 156238.3853 | 169729.6114 | 186842.7056 | 177574.2798 | 225899.3715 | 223339.4218 | 222902.5704 | 225520.3401 | 213163.6699 | 254937.0375 | 241646.4845 | 236027.5196 | 249357.1151 | 315258.0693 | 320119.0345 | 377317.4263 | 400185.4465 | 379322.745 | 408996.1235 | 412124.708 | 414137.2841 | 384719.793
Region | Technology | 2023-24 | 2024-25 | 2025-26 | 2026-27 | 2027-28 | 2028-29 | 2029-30 | 2030-31 | 2031-32 | 2032-33 | 2033-34 | 2034-35 | 2035-36 | 2036-37 | 2037-38 | 2038-39 | 2039-40 | 2040-41 | 2041-42 | 2042-43 | 2043-44 | 2044-45 | 2045-46 | 2046-47 | 2047-48 | 2048-49 | 2049-50
TAS1 | Black Coal | 0 | 0 | 0 | 0 | 0 | 0 | 0 | 0 | 0 | 0 | 0 | 0 | 0 | 0 | 0 | 0 | 0 | 0 | 0 | 0 | 0 | 0 | 0 | 0 | 0 | 0 | 0
TAS1 | Brown Coal | 0 | 0 | 0 | 0 | 0 | 0 | 0 | 0 | 0 | 0 | 0 | 0 | 0 | 0 | 0 | 0 | 0 | 0 | 0 | 0 | 0 | 0 | 0 | 0 | 0 | 0 | 0
TAS1 | CCGT | 0 | 0 | 0 | 0 | 0 | 0 | 0 | 0 | 0 | 0 | 0 | 0 | 0 | 0 | 0 | 0 | 0 | 0 | 0 | 0 | 0 | 0 | 0 | 0 | 0 | 0 | 0
TAS1 | Gas - Steam | 0 | 0 | 0 | 0 | 0 | 0 | 0 | 0 | 0 | 0 | 0 | 0 | 0 | 0 | 0 | 0 | 0 | 0 | 0 | 0 | 0 | 0 | 0 | 0 | 0 | 0 | 0
TAS1 | OCGT / Diesel | 0 | 0.0071379 | 0.0067658 | 0.0064416 | 0.0063177 | 0.0062925 | 0.0063739 | 0.0078742 | 0.007521 | 0.0082485 | 0.0078527 | 0.0074963 | 0.013734 | 0.013002 | 0.017772 | 0.016864 | 0.016051 | 0.015191 | 0.020486 | 0.019441 | 0.018565 | 0.033305 | 0.031585 | 0.029955 | 0.028488 | 0.026947 | 0.023692
TAS1 | Hydro | 0 | 0 | 0 | 0 | 0 | 0 | 0 | 0 | 0 | 0 | 0 | 0 | 0 | 0 | 0 | 0 | 0 | 0 | 0 | 0 | 0 | 0 | 0 | 0 | 0 | 0 | 0
TAS1 | Hydrogen Turbine | 0 | 0 | 0 | 0 | 0 | 0 | 0 | 0 | 0 | 0 | 0 | 0 | 0 | 0 | 0 | 0 | 0 | 0 | 0 | 0 | 0 | 0 | 0 | 0 | 0 | 0 | 0
TAS1 | Wind | 0 | 88436.4255 | 83825.9959 | 87381.9528 | 89703.0564 | 91858.0445 | 136221.6674 | 135179.7556 | 215659.9994 | 203885.3087 | 193256.2178 | 183181.2493 | 174094.4497 | 164555.4963 | 155976.7742 | 147916.2388 | 148722.4101 | 144297.005 | 136774.4124 | 129643.993 | 123212.9364 | 116461.8743 | 110390.4024 | 104635.453 | 99444.9579 | 93996.1868 | 65925.3023
TAS1 | Solar PV | 0 | 0.015761 | 0.014989 | 0.015611 | 0.014953 | 0.01418 | 0.013853 | 0.016315 | 0.015577 | 0.020176 | 0.019216 | 0.019903 | 0.018939 | 0.017973 | 0.018548 | 0.018835 | 0.072234 | 3835.9458 | 3635.9686 | 3446.4158 | 3275.4551 | 3095.9902 | 2934.5879 | 2781.6 | 2643.6174 | 2498.7717 | 2368.4999
TAS1 | Grid Battery | 0 | 0.018861 | 0.022055 | 0.024135 | 0.027581 | 0.026123 | 0.030079 | 0.05243 | 0.056282 | 0.073697 | 0.070037 | 0.066483 | 0.063423 | 0.060134 | 0.05812 | 0.055334 | 0.052771 | 0.050107 | 0.052527 | 0.049975 | 0.049384 | 0.057704 | 0.053393 | 0.04989 | 0.049353 | 0.047805 | 0.048062
TAS1 | Pumped Hydro | 0 | 0 | 0.050185 | 0.053741 | 0.060915 | 0.065517 | 0.098099 | 6742.3409 | 6407.8872 | 38586.6334 | 36575.0085 | 34668.2552 | 41298.5297 | 39035.7079 | 40733.546 | 38609.9964 | 36694.7281 | 34684.1569 | 32875.9788 | 31162.0655 | 29616.2556 | 28150.3617 | 26682.8074 | 25291.7608 | 24037.1503 | 22720.1111 | 21535.6506
TAS1 | VPP | 0 | 0 | 0 | 0 | 0 | 0 | 0 | 0 | 0 | 0 | 0 | 0 | 0 | 0 | 0 | 0 | 0 | 0 | 0 | 0 | 0 | 0 | 0 | 0 | 0 | 0 | 0
Total excluding storage |  | 0 | 88436.4673 | 83826.0899 | 87382.0527 | 89703.1662 | 91858.1566 | 136221.8158 | 141922.1731 | 222067.966 | 242472.0442 | 229831.3234 | 217849.5984 | 215393.0755 | 203591.2953 | 196710.4146 | 186526.3263 | 185417.2793 | 182817.173 | 173286.4329 | 164252.5437 | 156104.715 | 147708.3171 | 140007.8827 | 132708.8937 | 126125.8034 | 119215.1443 | 89829.5245

## Option 3A_Rehab Cost
Rehabilition cost by technology ($000s) - Option 3A, Step Change Scenario
Rehab | Real June 2021 dollars discounted to 1 July 2021
Explicitly modelled generation
Region | Technology | 2023-24 | 2024-25 | 2025-26 | 2026-27 | 2027-28 | 2028-29 | 2029-30 | 2030-31 | 2031-32 | 2032-33 | 2033-34 | 2034-35 | 2035-36 | 2036-37 | 2037-38 | 2038-39 | 2039-40 | 2040-41 | 2041-42 | 2042-43 | 2043-44 | 2044-45 | 2045-46 | 2046-47 | 2047-48 | 2048-49 | 2049-50
NEM | Black Coal | 0 | 0 | 0 | 0 | 0 | 0 | 0 | 0 | 0 | 0 | 0 | 0 | 0 | 0 | 0 | 0 | 0 | 0 | 0 | 0 | 0 | 0 | 0 | 0 | 0 | 0 | 0
NEM | Brown Coal | 0 | 0 | 0 | 0 | 0 | 0 | 0 | 0 | 0 | 0 | 0 | 0 | 0 | 0 | 0 | 0 | 0 | 0 | 0 | 0 | 0 | 0 | 0 | 0 | 0 | 0 | 0
NEM | CCGT | 0 | 0 | 0 | 0 | 0 | 0 | 0 | 0 | 0 | 0 | 0 | 0 | 0 | 0 | 0 | 0 | 0 | 0 | 0 | 0 | 0 | 0 | 0 | 0 | 0 | 0 | 0
NEM | Gas - Steam | 0 | 0 | 0 | 0 | 0 | 0 | 0 | 0 | 0 | 0 | 0 | 0 | 0 | 0 | 0 | 0 | 0 | 0 | 0 | 0 | 0 | 0 | 0 | 0 | 0 | 0 | 0
NEM | OCGT / Diesel | 0 | 0 | 0 | 0 | 0 | 0 | 0 | 0 | 0 | 0 | 0 | 0 | 0 | 0 | 0 | 0 | 0 | 0 | 0 | 0 | 0 | 0 | 0 | 0 | 0 | 0 | 0
NEM | Hydro | 0 | 0 | 0 | 0 | 0 | 0 | 0 | 0 | 0 | 0 | 0 | 0 | 0 | 0 | 0 | 0 | 0 | 0 | 0 | 0 | 0 | 0 | 0 | 0 | 0 | 0 | 0
NEM | Hydrogen Turbine | 0 | 0 | 0 | 0 | 0 | 0 | 0 | 0 | 0 | 0 | 0 | 0 | 0 | 0 | 0 | 0 | 0 | 0 | 0 | 0 | 0 | 0 | 0 | 0 | 0 | 0 | 0
NEM | Wind | 0 | 0 | 0 | 0 | 0 | 0 | 0 | 0 | 0 | 0 | 0 | 0 | 0 | 0 | 0 | 0 | 0 | 0 | 0 | 0 | 0 | 0 | 0 | 0 | 0 | 0 | 0
NEM | Solar PV | 0 | 0 | 0 | 0 | 0 | 0 | 0 | 0 | 0 | 0 | 0 | 0 | 0 | 0 | 0 | 0 | 0 | 0 | 0 | 0 | 0 | 0 | 0 | 0 | 0 | 0 | 0
NEM | Grid Battery | 0 | 0 | 0 | 0 | 0 | 0 | 0 | 0 | 0 | 0 | 0 | 0 | 0 | 0 | 0 | 0 | 0 | 0 | 0 | 0 | 0 | 0 | 0 | 0 | 0 | 0 | 0
NEM | Pumped Hydro | 0 | 0 | 0 | 0 | 0 | 0 | 0 | 0 | 0 | 0 | 0 | 0 | 0 | 0 | 0 | 0 | 0 | 0 | 0 | 0 | 0 | 0 | 0 | 0 | 0 | 0 | 0
NEM | VPP | 0 | 0 | 0 | 0 | 0 | 0 | 0 | 0 | 0 | 0 | 0 | 0 | 0 | 0 | 0 | 0 | 0 | 0 | 0 | 0 | 0 | 0 | 0 | 0 | 0 | 0 | 0
Total excluding storage |  | 0 | 0 | 0 | 0 | 0 | 0 | 0 | 0 | 0 | 0 | 0 | 0 | 0 | 0 | 0 | 0 | 0 | 0 | 0 | 0 | 0 | 0 | 0 | 0 | 0 | 0 | 0
Region | Technology | 2023-24 | 2024-25 | 2025-26 | 2026-27 | 2027-28 | 2028-29 | 2029-30 | 2030-31 | 2031-32 | 2032-33 | 2033-34 | 2034-35 | 2035-36 | 2036-37 | 2037-38 | 2038-39 | 2039-40 | 2040-41 | 2041-42 | 2042-43 | 2043-44 | 2044-45 | 2045-46 | 2046-47 | 2047-48 | 2048-49 | 2049-50
NSW1 | Black Coal | 0 | 0 | 0 | 0 | 0 | 0 | 0 | 0 | 0 | 0 | 0 | 0 | 0 | 0 | 0 | 0 | 0 | 0 | 0 | 0 | 0 | 0 | 0 | 0 | 0 | 0 | 0
NSW1 | Brown Coal | 0 | 0 | 0 | 0 | 0 | 0 | 0 | 0 | 0 | 0 | 0 | 0 | 0 | 0 | 0 | 0 | 0 | 0 | 0 | 0 | 0 | 0 | 0 | 0 | 0 | 0 | 0
NSW1 | CCGT | 0 | 0 | 0 | 0 | 0 | 0 | 0 | 0 | 0 | 0 | 0 | 0 | 0 | 0 | 0 | 0 | 0 | 0 | 0 | 0 | 0 | 0 | 0 | 0 | 0 | 0 | 0
NSW1 | Gas - Steam | 0 | 0 | 0 | 0 | 0 | 0 | 0 | 0 | 0 | 0 | 0 | 0 | 0 | 0 | 0 | 0 | 0 | 0 | 0 | 0 | 0 | 0 | 0 | 0 | 0 | 0 | 0
NSW1 | OCGT / Diesel | 0 | 0 | 0 | 0 | 0 | 0 | 0 | 0 | 0 | 0 | 0 | 0 | 0 | 0 | 0 | 0 | 0 | 0 | 0 | 0 | 0 | 0 | 0 | 0 | 0 | 0 | 0
NSW1 | Hydro | 0 | 0 | 0 | 0 | 0 | 0 | 0 | 0 | 0 | 0 | 0 | 0 | 0 | 0 | 0 | 0 | 0 | 0 | 0 | 0 | 0 | 0 | 0 | 0 | 0 | 0 | 0
NSW1 | Hydrogen Turbine | 0 | 0 | 0 | 0 | 0 | 0 | 0 | 0 | 0 | 0 | 0 | 0 | 0 | 0 | 0 | 0 | 0 | 0 | 0 | 0 | 0 | 0 | 0 | 0 | 0 | 0 | 0
NSW1 | Wind | 0 | 0 | 0 | 0 | 0 | 0 | 0 | 0 | 0 | 0 | 0 | 0 | 0 | 0 | 0 | 0 | 0 | 0 | 0 | 0 | 0 | 0 | 0 | 0 | 0 | 0 | 0
NSW1 | Solar PV | 0 | 0 | 0 | 0 | 0 | 0 | 0 | 0 | 0 | 0 | 0 | 0 | 0 | 0 | 0 | 0 | 0 | 0 | 0 | 0 | 0 | 0 | 0 | 0 | 0 | 0 | 0
NSW1 | Grid Battery | 0 | 0 | 0 | 0 | 0 | 0 | 0 | 0 | 0 | 0 | 0 | 0 | 0 | 0 | 0 | 0 | 0 | 0 | 0 | 0 | 0 | 0 | 0 | 0 | 0 | 0 | 0
NSW1 | Pumped Hydro | 0 | 0 | 0 | 0 | 0 | 0 | 0 | 0 | 0 | 0 | 0 | 0 | 0 | 0 | 0 | 0 | 0 | 0 | 0 | 0 | 0 | 0 | 0 | 0 | 0 | 0 | 0
NSW1 | VPP | 0 | 0 | 0 | 0 | 0 | 0 | 0 | 0 | 0 | 0 | 0 | 0 | 0 | 0 | 0 | 0 | 0 | 0 | 0 | 0 | 0 | 0 | 0 | 0 | 0 | 0 | 0
Total excluding storage |  | 0 | 0 | 0 | 0 | 0 | 0 | 0 | 0 | 0 | 0 | 0 | 0 | 0 | 0 | 0 | 0 | 0 | 0 | 0 | 0 | 0 | 0 | 0 | 0 | 0 | 0 | 0
Region | Technology | 2023-24 | 2024-25 | 2025-26 | 2026-27 | 2027-28 | 2028-29 | 2029-30 | 2030-31 | 2031-32 | 2032-33 | 2033-34 | 2034-35 | 2035-36 | 2036-37 | 2037-38 | 2038-39 | 2039-40 | 2040-41 | 2041-42 | 2042-43 | 2043-44 | 2044-45 | 2045-46 | 2046-47 | 2047-48 | 2048-49 | 2049-50
QLD1 | Black Coal | 0 | 0 | 0 | 0 | 0 | 0 | 0 | 0 | 0 | 0 | 0 | 0 | 0 | 0 | 0 | 0 | 0 | 0 | 0 | 0 | 0 | 0 | 0 | 0 | 0 | 0 | 0
QLD1 | Brown Coal | 0 | 0 | 0 | 0 | 0 | 0 | 0 | 0 | 0 | 0 | 0 | 0 | 0 | 0 | 0 | 0 | 0 | 0 | 0 | 0 | 0 | 0 | 0 | 0 | 0 | 0 | 0
QLD1 | CCGT | 0 | 0 | 0 | 0 | 0 | 0 | 0 | 0 | 0 | 0 | 0 | 0 | 0 | 0 | 0 | 0 | 0 | 0 | 0 | 0 | 0 | 0 | 0 | 0 | 0 | 0 | 0
QLD1 | Gas - Steam | 0 | 0 | 0 | 0 | 0 | 0 | 0 | 0 | 0 | 0 | 0 | 0 | 0 | 0 | 0 | 0 | 0 | 0 | 0 | 0 | 0 | 0 | 0 | 0 | 0 | 0 | 0
QLD1 | OCGT / Diesel | 0 | 0 | 0 | 0 | 0 | 0 | 0 | 0 | 0 | 0 | 0 | 0 | 0 | 0 | 0 | 0 | 0 | 0 | 0 | 0 | 0 | 0 | 0 | 0 | 0 | 0 | 0
QLD1 | Hydro | 0 | 0 | 0 | 0 | 0 | 0 | 0 | 0 | 0 | 0 | 0 | 0 | 0 | 0 | 0 | 0 | 0 | 0 | 0 | 0 | 0 | 0 | 0 | 0 | 0 | 0 | 0
QLD1 | Hydrogen Turbine | 0 | 0 | 0 | 0 | 0 | 0 | 0 | 0 | 0 | 0 | 0 | 0 | 0 | 0 | 0 | 0 | 0 | 0 | 0 | 0 | 0 | 0 | 0 | 0 | 0 | 0 | 0
QLD1 | Wind | 0 | 0 | 0 | 0 | 0 | 0 | 0 | 0 | 0 | 0 | 0 | 0 | 0 | 0 | 0 | 0 | 0 | 0 | 0 | 0 | 0 | 0 | 0 | 0 | 0 | 0 | 0
QLD1 | Solar PV | 0 | 0 | 0 | 0 | 0 | 0 | 0 | 0 | 0 | 0 | 0 | 0 | 0 | 0 | 0 | 0 | 0 | 0 | 0 | 0 | 0 | 0 | 0 | 0 | 0 | 0 | 0
QLD1 | Grid Battery | 0 | 0 | 0 | 0 | 0 | 0 | 0 | 0 | 0 | 0 | 0 | 0 | 0 | 0 | 0 | 0 | 0 | 0 | 0 | 0 | 0 | 0 | 0 | 0 | 0 | 0 | 0
QLD1 | Pumped Hydro | 0 | 0 | 0 | 0 | 0 | 0 | 0 | 0 | 0 | 0 | 0 | 0 | 0 | 0 | 0 | 0 | 0 | 0 | 0 | 0 | 0 | 0 | 0 | 0 | 0 | 0 | 0
QLD1 | VPP | 0 | 0 | 0 | 0 | 0 | 0 | 0 | 0 | 0 | 0 | 0 | 0 | 0 | 0 | 0 | 0 | 0 | 0 | 0 | 0 | 0 | 0 | 0 | 0 | 0 | 0 | 0
Total excluding storage |  | 0 | 0 | 0 | 0 | 0 | 0 | 0 | 0 | 0 | 0 | 0 | 0 | 0 | 0 | 0 | 0 | 0 | 0 | 0 | 0 | 0 | 0 | 0 | 0 | 0 | 0 | 0
Region | Technology | 2023-24 | 2024-25 | 2025-26 | 2026-27 | 2027-28 | 2028-29 | 2029-30 | 2030-31 | 2031-32 | 2032-33 | 2033-34 | 2034-35 | 2035-36 | 2036-37 | 2037-38 | 2038-39 | 2039-40 | 2040-41 | 2041-42 | 2042-43 | 2043-44 | 2044-45 | 2045-46 | 2046-47 | 2047-48 | 2048-49 | 2049-50
VIC1 | Black Coal | 0 | 0 | 0 | 0 | 0 | 0 | 0 | 0 | 0 | 0 | 0 | 0 | 0 | 0 | 0 | 0 | 0 | 0 | 0 | 0 | 0 | 0 | 0 | 0 | 0 | 0 | 0
VIC1 | Brown Coal | 0 | 0 | 0 | 0 | 0 | 0 | 0 | 0 | 0 | 0 | 0 | 0 | 0 | 0 | 0 | 0 | 0 | 0 | 0 | 0 | 0 | 0 | 0 | 0 | 0 | 0 | 0
VIC1 | CCGT | 0 | 0 | 0 | 0 | 0 | 0 | 0 | 0 | 0 | 0 | 0 | 0 | 0 | 0 | 0 | 0 | 0 | 0 | 0 | 0 | 0 | 0 | 0 | 0 | 0 | 0 | 0
VIC1 | Gas - Steam | 0 | 0 | 0 | 0 | 0 | 0 | 0 | 0 | 0 | 0 | 0 | 0 | 0 | 0 | 0 | 0 | 0 | 0 | 0 | 0 | 0 | 0 | 0 | 0 | 0 | 0 | 0
VIC1 | OCGT / Diesel | 0 | 0 | 0 | 0 | 0 | 0 | 0 | 0 | 0 | 0 | 0 | 0 | 0 | 0 | 0 | 0 | 0 | 0 | 0 | 0 | 0 | 0 | 0 | 0 | 0 | 0 | 0
VIC1 | Hydro | 0 | 0 | 0 | 0 | 0 | 0 | 0 | 0 | 0 | 0 | 0 | 0 | 0 | 0 | 0 | 0 | 0 | 0 | 0 | 0 | 0 | 0 | 0 | 0 | 0 | 0 | 0
VIC1 | Hydrogen Turbine | 0 | 0 | 0 | 0 | 0 | 0 | 0 | 0 | 0 | 0 | 0 | 0 | 0 | 0 | 0 | 0 | 0 | 0 | 0 | 0 | 0 | 0 | 0 | 0 | 0 | 0 | 0
VIC1 | Wind | 0 | 0 | 0 | 0 | 0 | 0 | 0 | 0 | 0 | 0 | 0 | 0 | 0 | 0 | 0 | 0 | 0 | 0 | 0 | 0 | 0 | 0 | 0 | 0 | 0 | 0 | 0
VIC1 | Solar PV | 0 | 0 | 0 | 0 | 0 | 0 | 0 | 0 | 0 | 0 | 0 | 0 | 0 | 0 | 0 | 0 | 0 | 0 | 0 | 0 | 0 | 0 | 0 | 0 | 0 | 0 | 0
VIC1 | Grid Battery | 0 | 0 | 0 | 0 | 0 | 0 | 0 | 0 | 0 | 0 | 0 | 0 | 0 | 0 | 0 | 0 | 0 | 0 | 0 | 0 | 0 | 0 | 0 | 0 | 0 | 0 | 0
VIC1 | Pumped Hydro | 0 | 0 | 0 | 0 | 0 | 0 | 0 | 0 | 0 | 0 | 0 | 0 | 0 | 0 | 0 | 0 | 0 | 0 | 0 | 0 | 0 | 0 | 0 | 0 | 0 | 0 | 0
VIC1 | VPP | 0 | 0 | 0 | 0 | 0 | 0 | 0 | 0 | 0 | 0 | 0 | 0 | 0 | 0 | 0 | 0 | 0 | 0 | 0 | 0 | 0 | 0 | 0 | 0 | 0 | 0 | 0
Total excluding storage |  | 0 | 0 | 0 | 0 | 0 | 0 | 0 | 0 | 0 | 0 | 0 | 0 | 0 | 0 | 0 | 0 | 0 | 0 | 0 | 0 | 0 | 0 | 0 | 0 | 0 | 0 | 0
Region | Technology | 2023-24 | 2024-25 | 2025-26 | 2026-27 | 2027-28 | 2028-29 | 2029-30 | 2030-31 | 2031-32 | 2032-33 | 2033-34 | 2034-35 | 2035-36 | 2036-37 | 2037-38 | 2038-39 | 2039-40 | 2040-41 | 2041-42 | 2042-43 | 2043-44 | 2044-45 | 2045-46 | 2046-47 | 2047-48 | 2048-49 | 2049-50
SA1 | Black Coal | 0 | 0 | 0 | 0 | 0 | 0 | 0 | 0 | 0 | 0 | 0 | 0 | 0 | 0 | 0 | 0 | 0 | 0 | 0 | 0 | 0 | 0 | 0 | 0 | 0 | 0 | 0
SA1 | Brown Coal | 0 | 0 | 0 | 0 | 0 | 0 | 0 | 0 | 0 | 0 | 0 | 0 | 0 | 0 | 0 | 0 | 0 | 0 | 0 | 0 | 0 | 0 | 0 | 0 | 0 | 0 | 0
SA1 | CCGT | 0 | 0 | 0 | 0 | 0 | 0 | 0 | 0 | 0 | 0 | 0 | 0 | 0 | 0 | 0 | 0 | 0 | 0 | 0 | 0 | 0 | 0 | 0 | 0 | 0 | 0 | 0
SA1 | Gas - Steam | 0 | 0 | 0 | 0 | 0 | 0 | 0 | 0 | 0 | 0 | 0 | 0 | 0 | 0 | 0 | 0 | 0 | 0 | 0 | 0 | 0 | 0 | 0 | 0 | 0 | 0 | 0
SA1 | OCGT / Diesel | 0 | 0 | 0 | 0 | 0 | 0 | 0 | 0 | 0 | 0 | 0 | 0 | 0 | 0 | 0 | 0 | 0 | 0 | 0 | 0 | 0 | 0 | 0 | 0 | 0 | 0 | 0
SA1 | Hydro | 0 | 0 | 0 | 0 | 0 | 0 | 0 | 0 | 0 | 0 | 0 | 0 | 0 | 0 | 0 | 0 | 0 | 0 | 0 | 0 | 0 | 0 | 0 | 0 | 0 | 0 | 0
SA1 | Hydrogen Turbine | 0 | 0 | 0 | 0 | 0 | 0 | 0 | 0 | 0 | 0 | 0 | 0 | 0 | 0 | 0 | 0 | 0 | 0 | 0 | 0 | 0 | 0 | 0 | 0 | 0 | 0 | 0
SA1 | Wind | 0 | 0 | 0 | 0 | 0 | 0 | 0 | 0 | 0 | 0 | 0 | 0 | 0 | 0 | 0 | 0 | 0 | 0 | 0 | 0 | 0 | 0 | 0 | 0 | 0 | 0 | 0
SA1 | Solar PV | 0 | 0 | 0 | 0 | 0 | 0 | 0 | 0 | 0 | 0 | 0 | 0 | 0 | 0 | 0 | 0 | 0 | 0 | 0 | 0 | 0 | 0 | 0 | 0 | 0 | 0 | 0
SA1 | Grid Battery | 0 | 0 | 0 | 0 | 0 | 0 | 0 | 0 | 0 | 0 | 0 | 0 | 0 | 0 | 0 | 0 | 0 | 0 | 0 | 0 | 0 | 0 | 0 | 0 | 0 | 0 | 0
SA1 | Pumped Hydro | 0 | 0 | 0 | 0 | 0 | 0 | 0 | 0 | 0 | 0 | 0 | 0 | 0 | 0 | 0 | 0 | 0 | 0 | 0 | 0 | 0 | 0 | 0 | 0 | 0 | 0 | 0
SA1 | VPP | 0 | 0 | 0 | 0 | 0 | 0 | 0 | 0 | 0 | 0 | 0 | 0 | 0 | 0 | 0 | 0 | 0 | 0 | 0 | 0 | 0 | 0 | 0 | 0 | 0 | 0 | 0
Total excluding storage |  | 0 | 0 | 0 | 0 | 0 | 0 | 0 | 0 | 0 | 0 | 0 | 0 | 0 | 0 | 0 | 0 | 0 | 0 | 0 | 0 | 0 | 0 | 0 | 0 | 0 | 0 | 0
Region | Technology | 2023-24 | 2024-25 | 2025-26 | 2026-27 | 2027-28 | 2028-29 | 2029-30 | 2030-31 | 2031-32 | 2032-33 | 2033-34 | 2034-35 | 2035-36 | 2036-37 | 2037-38 | 2038-39 | 2039-40 | 2040-41 | 2041-42 | 2042-43 | 2043-44 | 2044-45 | 2045-46 | 2046-47 | 2047-48 | 2048-49 | 2049-50
TAS1 | Black Coal | 0 | 0 | 0 | 0 | 0 | 0 | 0 | 0 | 0 | 0 | 0 | 0 | 0 | 0 | 0 | 0 | 0 | 0 | 0 | 0 | 0 | 0 | 0 | 0 | 0 | 0 | 0
TAS1 | Brown Coal | 0 | 0 | 0 | 0 | 0 | 0 | 0 | 0 | 0 | 0 | 0 | 0 | 0 | 0 | 0 | 0 | 0 | 0 | 0 | 0 | 0 | 0 | 0 | 0 | 0 | 0 | 0
TAS1 | CCGT | 0 | 0 | 0 | 0 | 0 | 0 | 0 | 0 | 0 | 0 | 0 | 0 | 0 | 0 | 0 | 0 | 0 | 0 | 0 | 0 | 0 | 0 | 0 | 0 | 0 | 0 | 0
TAS1 | Gas - Steam | 0 | 0 | 0 | 0 | 0 | 0 | 0 | 0 | 0 | 0 | 0 | 0 | 0 | 0 | 0 | 0 | 0 | 0 | 0 | 0 | 0 | 0 | 0 | 0 | 0 | 0 | 0
TAS1 | OCGT / Diesel | 0 | 0 | 0 | 0 | 0 | 0 | 0 | 0 | 0 | 0 | 0 | 0 | 0 | 0 | 0 | 0 | 0 | 0 | 0 | 0 | 0 | 0 | 0 | 0 | 0 | 0 | 0
TAS1 | Hydro | 0 | 0 | 0 | 0 | 0 | 0 | 0 | 0 | 0 | 0 | 0 | 0 | 0 | 0 | 0 | 0 | 0 | 0 | 0 | 0 | 0 | 0 | 0 | 0 | 0 | 0 | 0
TAS1 | Hydrogen Turbine | 0 | 0 | 0 | 0 | 0 | 0 | 0 | 0 | 0 | 0 | 0 | 0 | 0 | 0 | 0 | 0 | 0 | 0 | 0 | 0 | 0 | 0 | 0 | 0 | 0 | 0 | 0
TAS1 | Wind | 0 | 0 | 0 | 0 | 0 | 0 | 0 | 0 | 0 | 0 | 0 | 0 | 0 | 0 | 0 | 0 | 0 | 0 | 0 | 0 | 0 | 0 | 0 | 0 | 0 | 0 | 0
TAS1 | Solar PV | 0 | 0 | 0 | 0 | 0 | 0 | 0 | 0 | 0 | 0 | 0 | 0 | 0 | 0 | 0 | 0 | 0 | 0 | 0 | 0 | 0 | 0 | 0 | 0 | 0 | 0 | 0
TAS1 | Grid Battery | 0 | 0 | 0 | 0 | 0 | 0 | 0 | 0 | 0 | 0 | 0 | 0 | 0 | 0 | 0 | 0 | 0 | 0 | 0 | 0 | 0 | 0 | 0 | 0 | 0 | 0 | 0
TAS1 | Pumped Hydro | 0 | 0 | 0 | 0 | 0 | 0 | 0 | 0 | 0 | 0 | 0 | 0 | 0 | 0 | 0 | 0 | 0 | 0 | 0 | 0 | 0 | 0 | 0 | 0 | 0 | 0 | 0
TAS1 | VPP | 0 | 0 | 0 | 0 | 0 | 0 | 0 | 0 | 0 | 0 | 0 | 0 | 0 | 0 | 0 | 0 | 0 | 0 | 0 | 0 | 0 | 0 | 0 | 0 | 0 | 0 | 0
Total excluding storage |  | 0 | 0 | 0 | 0 | 0 | 0 | 0 | 0 | 0 | 0 | 0 | 0 | 0 | 0 | 0 | 0 | 0 | 0 | 0 | 0 | 0 | 0 | 0 | 0 | 0 | 0 | 0

## Option 3A_REZ Tx Cost
REZ transmission expansion cost by region ($000s) - Option 3A, Step Change Scenario
REZ Expansion | Real June 2021 dollars discounted to 1 July 2021. As with the total capital costs, the REZ transmission expansion costs are annualised for modelling purposes.
Explicitly modelled generation
Region | Technology | 2023-24 | 2024-25 | 2025-26 | 2026-27 | 2027-28 | 2028-29 | 2029-30 | 2030-31 | 2031-32 | 2032-33 | 2033-34 | 2034-35 | 2035-36 | 2036-37 | 2037-38 | 2038-39 | 2039-40 | 2040-41 | 2041-42 | 2042-43 | 2043-44 | 2044-45 | 2045-46 | 2046-47 | 2047-48 | 2048-49 | 2049-50 | Sum | Raw | Equal
NSW1 | Transmission | 0 | 0.00046173 | 0.00056934 | 0.00071268 | 0.00072808 | 0.00097892 | 0.0014436 | 0.0022898 | 0.0023133 | 8085.4574 | 14395.1175 | 13644.6612 | 12967.8108 | 12257.2808 | 11618.276 | 11012.5865 | 11876.8691 | 11226.114 | 10640.8666 | 16730.8603 | 19307.0038 | 18353.0022 | 20838.3682 | 43622.2403 | 43171.4769 | 54578.0243 | 51732.7248 | 386058.7501 | 386058.7501 | TRUE
QLD1 | Transmission | 69.5153 | 65.837 | 62.4051 | 80.1892 | 89.1971 | 51291.3536 | 48733.9411 | 53982.0095 | 53799.2827 | 73328.8706 | 82750.9228 | 81328.9471 | 77575.8032 | 74319.0817 | 103305.9566 | 99156.1682 | 128830.0823 | 141797.1773 | 139449.8519 | 183558.5465 | 203775.9853 | 193134.0228 | 184878.8354 | 197007.1365 | 196665.308 | 198447.1949 | 192100.0093 | 2759583.631 | 2759583.631 | TRUE
VIC1 | Transmission | 0 | 0.00014577 | 0.00015671 | 0.00016138 | 0.00015801 | 0.00015951 | 0.00017187 | 0.00018976 | 0.00023267 | 0.00023682 | 0.00031202 | 0.00031269 | 0.000315 | 0.0005146 | 0.00050431 | 8677.5372 | 16224.2825 | 19907.3771 | 18869.5518 | 19827.0126 | 18843.4836 | 17811.0146 | 16882.4784 | 16002.3492 | 17346.6268 | 16585.6433 | 22492.7644 | 209470.1251 | 209470.1251 | TRUE
SA1 | Transmission | 57.1304 | 1392.9474 | 1387.6904 | 2516.3629 | 2391.5375 | 2286.0296 | 2169.584 | 2056.4974 | 2619.2199 | 3669.7935 | 3478.48 | 3297.1385 | 3133.583 | 2961.8885 | 4983.6019 | 4723.7935 | 4489.4686 | 7124.5677 | 10233.9368 | 11650.4055 | 14579.3006 | 24124.5017 | 23209.3459 | 30611.6087 | 36982.0262 | 36047.1295 | 34341.7477 | 276519.3173 | 276519.3173 | TRUE
TAS1 | Transmission | 0 | 0.00047071 | 86.7842 | 1614.6485 | 2634.5371 | 2490.1865 | 2360.3664 | 2237.3141 | 2126.3311 | 2009.8257 | 1905.0481 | 1805.7328 | 1716.1585 | 1622.127 | 1537.5612 | 1457.404 | 1385.1087 | 1309.2161 | 1240.9632 | 1176.2684 | 1117.9191 | 1056.6663 | 1001.5795 | 949.3645 | 902.2708 | 852.8337 | 808.3732 | 37404.5892 | 37404.5892 | TRUE
NEM | Total | 126.6456 | 1458.7855 | 1536.8805 | 4211.2014 | 5115.2726 | 56067.5709 | 53263.8931 | 58275.8235 | 58544.8363 | 87093.9474 | 102529.5687 | 100076.4799 | 95393.3557 | 91160.3785 | 121445.3962 | 125027.4893 | 162805.8113 | 181364.4523 | 180435.1703 | 232943.0934 | 257623.6923 | 254479.2077 | 246810.6074 | 288192.6991 | 295067.7087 | 306510.8257 | 301475.6195

## Option 3A_USE+DSP Cost
USE+DSP cost by region ($000s) - Option 3A, Step Change Scenario
USE+DSP | Real June 2021 dollars discounted to 1 July 2021
Explicitly modelled generation
Region | Technology | 2023-24 | 2024-25 | 2025-26 | 2026-27 | 2027-28 | 2028-29 | 2029-30 | 2030-31 | 2031-32 | 2032-33 | 2033-34 | 2034-35 | 2035-36 | 2036-37 | 2037-38 | 2038-39 | 2039-40 | 2040-41 | 2041-42 | 2042-43 | 2043-44 | 2044-45 | 2045-46 | 2046-47 | 2047-48 | 2048-49 | 2049-50
NSW1 | USE+DSP | 32851.4715 | 37748.3347 | 111137.0587 | 1221.046 | 14426.333 | 18.4093 | 0.12855 | 2424.0451 | 0.1289 | 1469.2791 | 870.6277 | 24.2437 | 3523.1424 | 25.6623 | 6455.9376 | 0.13115 | 1231.7556 | 1545.6772 | 1981.6182 | 1573.3956 | 7500.6541 | 6306.0389 | 7737.5435 | 10028.6119 | 8631.7473 | 9032.5084 | 9931.6781
QLD1 | USE+DSP | 0.015088 | 0.014956 | 0.015254 | 517.3707 | 22.9002 | 75784.9376 | 0.015696 | 2523.7181 | 1678.7318 | 778.8455 | 1447.3014 | 1333.015 | 3076.5739 | 156.1372 | 7102.5409 | 0.016056 | 8113.0962 | 4024.8291 | 2815.8188 | 6090.3783 | 14084.0361 | 11753.0096 | 27184.3821 | 34466.8817 | 48850.4722 | 49174.9882 | 51457.9323
VIC1 | USE+DSP | 26910.2784 | 20806.8661 | 24.5087 | 32841.3894 | 430.9563 | 0.16471 | 80.732 | 1193.9444 | 0.16451 | 848.5525 | 0.17021 | 243.8828 | 2942.0086 | 10.525 | 6953.6271 | 10.5797 | 1110.3672 | 1106.2016 | 3167.2586 | 2400.5576 | 3983.0517 | 13037.3431 | 1914.9342 | 2260.9804 | 2744.1399 | 2646.7913 | 2322.3696
SA1 | USE+DSP | 808.6509 | 0.017734 | 8.8019 | 849.2322 | 403.3064 | 0.018107 | 0.018084 | 1142.3656 | 0.018086 | 1229.912 | 0.018675 | 122.9894 | 2081.5459 | 0.018486 | 10473.0287 | 12.2242 | 571.3768 | 1963.9076 | 1581.93 | 1397.0716 | 4081.2278 | 14013.9208 | 2724.8537 | 3633.4245 | 3687.0209 | 4227.9964 | 4453.5759
TAS1 | USE+DSP | 0.010673 | 0.010556 | 0.010626 | 0.010673 | 0.010703 | 0.010727 | 0.010839 | 44.7372 | 0.011083 | 56.2463 | 0.011415 | 133.4537 | 555.55 | 0.011039 | 345.3645 | 0.011307 | 44.2484 | 318.7136 | 770.6673 | 469.2055 | 926.1804 | 1019.8658 | 859.5971 | 1493.3476 | 1202.5985 | 2017.6516 | 1254.5227
NEM | Total | 60570.4266 | 58555.2441 | 111170.3951 | 35429.049 | 15283.5066 | 75803.5405 | 80.9052 | 7328.8105 | 1679.0543 | 4382.8354 | 2318.1294 | 1857.5844 | 12178.8208 | 192.3539 | 31330.4987 | 22.9623 | 11070.8441 | 8959.3291 | 10317.293 | 11930.6085 | 30575.1501 | 46130.1781 | 40421.3107 | 51883.2461 | 65115.9788 | 67099.9359 | 69420.0787

## Option 5_CF
Annual capacity factor by technology - Option 5, Step Change Scenario
Explicitly modelled generation
Region | Technology | 2023-24 | 2024-25 | 2025-26 | 2026-27 | 2027-28 | 2028-29 | 2029-30 | 2030-31 | 2031-32 | 2032-33 | 2033-34 | 2034-35 | 2035-36 | 2036-37 | 2037-38 | 2038-39 | 2039-40 | 2040-41 | 2041-42 | 2042-43 | 2043-44 | 2044-45 | 2045-46 | 2046-47 | 2047-48 | 2048-49 | 2049-50
NEM | Black Coal | 58.97% | 51.63% | 52.7% | 63.33% | 60.34% | 61.74% | 63.31% | 60.25% | 57.54% | 58.72% | 63.45% | 62.92% | 54.54% | 52.83% | 55.68% | 52.31% | 56.29% | 44.87% | 44.17% | - | - | - | - | - | - | - | -
NEM | Brown Coal | 68.72% | 60.32% | 65.9% | 63.08% | 63.96% | 63.48% | 65.64% | 63.98% | 50.51% | - | - | - | - | - | - | - | - | - | - | - | - | - | - | - | - | - | -
NEM | CCGT | 8.14% | 6.614% | 12.97% | 16.47% | 16.94% | 19.38% | 22.4% | 27.17% | 23.24% | 22.99% | 32.14% | 36.02% | 26.55% | 27.33% | 28.05% | 30.28% | 30.7% | 26.62% | 23.18% | 26.12% | 27.76% | 23.49% | 24.76% | 28.99% | 28.77% | 28.46% | 28.95%
NEM | Gas - Steam | 0.9864% | 0.9478% | 2.997% | 3.759% | 2.503% | 4.786% | 3.74% | 22.38% | 3.127% | 7.769% | 8.526% | 13.81% | 7.405% | 9.225% | 12.45% | 9.837% | - | - | - | - | - | - | - | - | - | - | -
NEM | OCGT / Diesel | 0.3094% | 0.2412% | 0.5399% | 0.5915% | 0.4368% | 0.5473% | 0.4398% | 2.301% | 1.005% | 1.704% | 3.878% | 6.758% | 3.554% | 4.554% | 4.057% | 3.006% | 8.889% | 8.209% | 4.217% | 5.662% | 9.139% | 5.229% | 6.723% | 8.679% | 5.867% | 7.053% | 6.697%
NEM | Hydro | 26.73% | 23.99% | 24.59% | 23.55% | 20.17% | 24.67% | 26.5% | 26.01% | 24.9% | 23.76% | 27.15% | 27.06% | 24.4% | 22.47% | 26.8% | 23.93% | 21.44% | 20.08% | 19.25% | 21.99% | 23.17% | 20.89% | 19.79% | 25.84% | 24.18% | 24.24% | 22.63%
NEM | Hydrogen Turbine | bar: 2023-24 to 2049-50
NEM | Wind | 32.72% | 33.4% | 34.06% | 35.52% | 37.27% | 36.29% | 36.18% | 35.47% | 37.25% | 35.83% | 35.2% | 34.84% | 35.73% | 36.71% | 35.69% | 35.71% | 34.68% | 34.67% | 33.96% | 33.87% | 33.48% | 34.02% | 35.22% | 34.19% | 33.79% | 32.73% | 32.67%
NEM | Solar PV | 26.38% | 22.22% | 23.44% | 24.66% | 24.44% | 22.38% | 23.53% | 24.33% | 24.67% | 24.83% | 24.39% | 23.88% | 24.52% | 24.7% | 21.02% | 22.29% | 22.22% | 20.93% | 21.25% | 21.36% | 20.53% | 20.37% | 20.84% | 18.13% | 18.6% | 19.04% | 18.45%
NEM | Grid Battery | 4.757% | 4.715% | 7.353% | 11.15% | 15.28% | 17.31% | 17.55% | 19.21% | 18.61% | 20.86% | 19.95% | 19.16% | 19.75% | 20.01% | 17.92% | 18.29% | 19.41% | 18.93% | 20.14% | 20.26% | 19.27% | 19.12% | 19.74% | 16.66% | 16.85% | 16.68% | 16.02%
NEM | Pumped Hydro | 7.629% | 12.58% | 13.03% | 19.43% | 9.893% | 12.91% | 14.37% | 19.33% | 19.65% | 18.48% | 20.4% | 20.21% | 21.11% | 22.01% | 20.22% | 20.56% | 20.5% | 17.76% | 18.29% | 19.34% | 17.43% | 16.24% | 16.23% | 16.86% | 15.17% | 15.13% | 13.01%
NEM | VPP | 7.921% | 8.08% | 8.664% | 8.514% | 8.234% | 7.731% | 7.557% | 7.46% | 7.285% | 7.245% | 7.247% | 6.888% | 6.99% | 6.94% | 6.48% | 6.346% | 6.386% | 6.021% | 6.278% | 6.232% | 6.075% | 6.21% | 6.368% | 6.004% | 5.978% | 5.959% | 5.753%
Region | Technology | 2023-24 | 2024-25 | 2025-26 | 2026-27 | 2027-28 | 2028-29 | 2029-30 | 2030-31 | 2031-32 | 2032-33 | 2033-34 | 2034-35 | 2035-36 | 2036-37 | 2037-38 | 2038-39 | 2039-40 | 2040-41 | 2041-42 | 2042-43 | 2043-44 | 2044-45 | 2045-46 | 2046-47 | 2047-48 | 2048-49 | 2049-50
NSW1 | Black Coal | 57.9% | 48.24% | 44.38% | 64.24% | 58.58% | 63.9% | 66.72% | 58.11% | 56.03% | 57.33% | 62.8% | 63.62% | 55.3% | 48.55% | 54.13% | 53.19% | - | - | - | - | - | - | - | - | - | - | -
NSW1 | Brown Coal | bar: 2023-24 to 2049-50
NSW1 | CCGT | 0.3544% | 0.1609% | 7.951% | 17.61% | 20.05% | 16.77% | 27.72% | 29.1% | 25.54% | 23.85% | 37.46% | 43.78% | 27.76% | 27.74% | 29.84% | 34.66% | 36.15% | 29% | 26.17% | 28.66% | - | - | - | - | - | - | -
NSW1 | Gas - Steam | bar: 2023-24 to 2049-50
NSW1 | OCGT / Diesel | 0.05169% | 0.02283% | 0.1551% | 0.1465% | 0.1194% | 0.02504% | 0.0001766% | 0.6508% | 0.1056% | 0.4957% | 1.147% | 4.129% | 1.589% | 2.875% | 1.883% | 1.356% | 7.043% | 7.75% | 3.53% | 4.234% | 8.767% | 5.749% | 8.2% | 8.01% | 7.571% | 6.624% | 7.79%
NSW1 | Hydro | 9.225% | 12.9% | 13.51% | 13.58% | 11.34% | 16.21% | 13.72% | 14.06% | 13.17% | 11.64% | 14.59% | 15.02% | 13.85% | 12.25% | 17.12% | 14.13% | 12.52% | 12.23% | 11.18% | 13.1% | 13.43% | 12.35% | 10.52% | 16.47% | 15.72% | 15.91% | 15.27%
NSW1 | Hydrogen Turbine | bar: 2023-24 to 2049-50
NSW1 | Wind | 36.22% | 33.88% | 34.02% | 35.41% | 35.91% | 36.38% | 34.52% | 34.25% | 34.02% | 34.17% | 33.21% | 32.78% | 34.07% | 34.22% | 34.64% | 33.1% | 32.47% | 30.47% | 32.02% | 30.87% | 29.95% | 31.09% | 31.5% | 32.49% | 30.66% | 29.89% | 28.01%
NSW1 | Solar PV | 26.89% | 21.21% | 22.17% | 24.47% | 24.7% | 22.41% | 23.28% | 24.71% | 24.47% | 24.74% | 24.36% | 23.72% | 25.05% | 24.95% | 21.31% | 22.03% | 23.07% | 21.29% | 21.79% | 20.91% | 20% | 20.98% | 21.25% | 18.92% | 18.49% | 19.19% | 18.5%
NSW1 | Grid Battery | 4.709% | 5.723% | 12.26% | 23.82% | 24.35% | 22.13% | 22.43% | 24.25% | 22.99% | 23.88% | 22.3% | 20.78% | 22.51% | 22.39% | 20.44% | 20.49% | 20.61% | 19.75% | 21.98% | 20.47% | 18.33% | 19.5% | 19.79% | 16.95% | 16.64% | 17.51% | 17.32%
NSW1 | Pumped Hydro | 5.257% | 10.47% | 17.33% | 27.21% | 8.95% | 14.26% | 15.68% | 21.32% | 21.69% | 20.43% | 23.07% | 22.78% | 23.7% | 25.33% | 24% | 22.56% | 21.05% | 16.14% | 18.03% | 18.59% | 16.55% | 15.27% | 15.91% | 19.36% | 15.95% | 15.36% | 12.3%
NSW1 | VPP | 6.813% | 7.846% | 8.791% | 8.681% | 8.386% | 7.746% | 7.465% | 7.554% | 7.363% | 7.421% | 7.364% | 7.018% | 7.202% | 7.058% | 6.662% | 6.567% | 6.65% | 6.322% | 6.64% | 6.493% | 6.282% | 6.527% | 6.578% | 6.16% | 6.158% | 6.248% | 6.122%
Region | Technology | 2023-24 | 2024-25 | 2025-26 | 2026-27 | 2027-28 | 2028-29 | 2029-30 | 2030-31 | 2031-32 | 2032-33 | 2033-34 | 2034-35 | 2035-36 | 2036-37 | 2037-38 | 2038-39 | 2039-40 | 2040-41 | 2041-42 | 2042-43 | 2043-44 | 2044-45 | 2045-46 | 2046-47 | 2047-48 | 2048-49 | 2049-50
QLD1 | Black Coal | 60.08% | 55.1% | 62.02% | 62.59% | 61.55% | 60.21% | 61.24% | 62.13% | 58.85% | 60.3% | 63.99% | 62.35% | 53.93% | 56.34% | 56.95% | 51.59% | 56.29% | 44.87% | 44.17% | - | - | - | - | - | - | - | -
QLD1 | Brown Coal | bar: 2023-24 to 2049-50
QLD1 | CCGT | 7.298% | 6.109% | 12.04% | 18.15% | 18.98% | 22.24% | 24.76% | 29.5% | 27.83% | 26.7% | 36.99% | 39.72% | 32.27% | 34.3% | 32.2% | 33.88% | 34.43% | 30.82% | 26.46% | 30.17% | 33.16% | 28.06% | 36.91% | 62.49% | 62.01% | 61.36% | 62.41%
QLD1 | Gas - Steam | bar: 2023-24 to 2049-50
QLD1 | OCGT / Diesel | 0.01425% | 1.726e-06% | 0.01575% | 0.1073% | 0.1436% | 0.1275% | 0.06182% | 2.678% | 2.079% | 2.089% | 8.653% | 10.26% | 7.484% | 10.22% | 5.266% | 4.082% | 9.951% | 9.316% | 4.213% | 7.786% | 9.577% | 6.48% | 9.61% | 11.8% | 5.56% | 6.987% | 6.706%
QLD1 | Hydro | 54.44% | 54.49% | 55.85% | 53.53% | 54.61% | 55.36% | 55.06% | 54.58% | 54.51% | 54.64% | 54.12% | 53.48% | 53.01% | 53.52% | 38.29% | 36.07% | 29.88% | 27.07% | 25.31% | - | - | - | - | - | - | - | -
QLD1 | Hydrogen Turbine | bar: 2023-24 to 2049-50
QLD1 | Wind | 40.68% | 36.74% | 38.82% | 38.59% | 39.91% | 37.76% | 37.36% | 36.85% | 36.2% | 35.58% | 33.48% | 33.38% | 32.92% | 35.11% | 34.52% | 34.07% | 33.88% | 31.73% | 32.24% | 31.12% | 31.41% | 30.63% | 32.38% | 31.86% | 30.95% | 31.54% | 29.67%
QLD1 | Solar PV | 26.9% | 24.11% | 26.32% | 26.61% | 25.76% | 23.24% | 25.52% | 25.39% | 26.32% | 25.88% | 25.33% | 24.91% | 24.88% | 25% | 21.1% | 23.57% | 22.32% | 21.51% | 22.07% | 22.79% | 22.49% | 21.52% | 21.56% | 18.59% | 19.95% | 20.42% | 19.97%
QLD1 | Grid Battery | 6.122% | 6.096% | 6.219% | 6.297% | 6.299% | 21.32% | 21.37% | 22.69% | 22.44% | 23.16% | 22.24% | 22.01% | 22% | 22.76% | 19.38% | 20.46% | 21.57% | 22.02% | 21.98% | 22.98% | 21.9% | 21.46% | 21.82% | 18.39% | 19.41% | 18.37% | 18.32%
QLD1 | Pumped Hydro | 8.628% | 13.47% | 9.291% | 12.67% | 13.09% | 8.902% | 10.48% | 13.48% | 13.12% | 11.31% | 12.35% | 14.61% | 15.66% | 15.59% | 16.5% | 19% | 20.06% | 19.02% | 18.71% | 20.03% | 18.29% | 16.79% | 16.03% | 14.94% | 14.33% | 14.68% | 13.06%
QLD1 | VPP | 8.296% | 8.164% | 8.263% | 8.479% | 8.117% | 7.709% | 7.579% | 7.619% | 7.486% | 7.422% | 7.495% | 7.32% | 7.184% | 7.25% | 6.686% | 6.688% | 6.809% | 6.725% | 6.781% | 6.934% | 6.912% | 6.798% | 6.936% | 6.737% | 6.706% | 6.503% | 6.527%
Region | Technology | 2023-24 | 2024-25 | 2025-26 | 2026-27 | 2027-28 | 2028-29 | 2029-30 | 2030-31 | 2031-32 | 2032-33 | 2033-34 | 2034-35 | 2035-36 | 2036-37 | 2037-38 | 2038-39 | 2039-40 | 2040-41 | 2041-42 | 2042-43 | 2043-44 | 2044-45 | 2045-46 | 2046-47 | 2047-48 | 2048-49 | 2049-50
VIC1 | Black Coal | bar: 2023-24 to 2049-50
VIC1 | Brown Coal | 68.72% | 60.32% | 65.9% | 63.08% | 63.96% | 63.48% | 65.64% | 63.98% | 50.51% | - | - | - | - | - | - | - | - | - | - | - | - | - | - | - | - | - | -
VIC1 | CCGT | bar: 2023-24 to 2049-50
VIC1 | Gas - Steam | 0.386% | 0.4191% | 1.612% | 3.759% | 2.503% | 4.786% | 3.74% | 22.38% | 3.127% | 7.769% | 8.526% | 13.81% | 7.405% | 9.225% | 12.45% | 9.837% | - | - | - | - | - | - | - | - | - | - | -
VIC1 | OCGT / Diesel | 0.1382% | 0.09495% | 0.2358% | 0.881% | 0.5084% | 0.7669% | 0.4673% | 2.464% | 0.3009% | 1.769% | 2.02% | 5.644% | 2.473% | 2.22% | 4.599% | 2.739% | 9.398% | 6.857% | 4.562% | 4.967% | 8.761% | 4.391% | 4.857% | 7.603% | 5.291% | 7.945% | 6.331%
VIC1 | Hydro | 13.86% | 16.82% | 17.37% | 16.47% | 13.77% | 20.66% | 17.22% | 14.89% | 14.91% | 13.6% | 16.62% | 17.17% | 16.34% | 13.67% | 20.56% | 17.22% | 14.9% | 14.89% | 13.6% | 16.6% | 17.17% | 16.26% | 13.65% | 20.52% | 20.56% | 20.54% | 20.51%
VIC1 | Hydrogen Turbine | bar: 2023-24 to 2049-50
VIC1 | Wind | 28.18% | 29.22% | 30.04% | 31.41% | 35.85% | 33.89% | 35.92% | 34.6% | 39.66% | 35.82% | 37.21% | 37.23% | 37.97% | 38.54% | 36.59% | 38.65% | 36.35% | 39.19% | 35.94% | 38.11% | 38.13% | 38.64% | 40.36% | 37.72% | 39.61% | 36.64% | 39.99%
VIC1 | Solar PV | 23.28% | 19.92% | 20.07% | 20.37% | 19.92% | 19.6% | 19.34% | 19.27% | 21.37% | 23.37% | 22.75% | 22.03% | 22.16% | 22.91% | 21.43% | 20.87% | 19.66% | 17.26% | 18.17% | 18.88% | 17.04% | 17.71% | 18.94% | 16.48% | 16.66% | 16.47% | 15.21%
VIC1 | Grid Battery | 4.866% | 4.53% | 5.319% | 5.227% | 5.031% | 4.82% | 4.759% | 6.834% | 6.738% | 9.411% | 9.119% | 8.363% | 9.81% | 9.208% | 8.62% | 8.371% | 8.245% | 7.044% | 13.99% | 13.98% | 12.58% | 13.5% | 13.59% | 12.32% | 12.45% | 12.5% | 10.59%
VIC1 | Pumped Hydro | bar: 2023-24 to 2049-50
VIC1 | VPP | 8.348% | 7.83% | 9.407% | 8.922% | 8.583% | 8% | 7.814% | 7.365% | 7.024% | 6.917% | 6.896% | 6.37% | 6.694% | 6.569% | 6.045% | 5.737% | 5.648% | 4.963% | 5.315% | 5.183% | 4.879% | 5.233% | 5.469% | 5.034% | 5.143% | 5.127% | 4.608%
Region | Technology | 2023-24 | 2024-25 | 2025-26 | 2026-27 | 2027-28 | 2028-29 | 2029-30 | 2030-31 | 2031-32 | 2032-33 | 2033-34 | 2034-35 | 2035-36 | 2036-37 | 2037-38 | 2038-39 | 2039-40 | 2040-41 | 2041-42 | 2042-43 | 2043-44 | 2044-45 | 2045-46 | 2046-47 | 2047-48 | 2048-49 | 2049-50
SA1 | Black Coal | bar: 2023-24 to 2049-50
SA1 | Brown Coal | bar: 2023-24 to 2049-50
SA1 | CCGT | 17.26% | 16.11% | 25.07% | 16.93% | 14.83% | 20.54% | 19.68% | 29.18% | 16.6% | 20.09% | 25.73% | 32.58% | 18.71% | 21.73% | - | - | - | - | - | - | - | - | - | - | - | - | -
SA1 | Gas - Steam | 1.362% | 1.278% | 3.862% | - | - | - | - | - | - | - | - | - | - | - | - | - | - | - | - | - | - | - | - | - | - | - | -
SA1 | OCGT / Diesel | 1.298% | 1.178% | 2.398% | 1.737% | 1.363% | 1.894% | 1.801% | 5.636% | 2.442% | 4.74% | 7.308% | 11.91% | 6.331% | 7.026% | 10% | 9.358% | 14.86% | 11.47% | 6.921% | 8.312% | 10.93% | 4.997% | 4.595% | 5.239% | 3.428% | 4.743% | 4.158%
SA1 | Hydro | bar: 2023-24 to 2049-50
SA1 | Hydrogen Turbine | bar: 2023-24 to 2049-50
SA1 | Wind | 32.8% | 32.42% | 31.4% | 34.81% | 34.6% | 33.27% | 33.35% | 32.02% | 34.43% | 32.27% | 33.27% | 30.25% | 34.6% | 35.17% | 32.56% | 33.74% | 32.55% | 34.65% | 31.38% | 32.71% | 30.09% | 32.79% | 33.13% | 31.34% | 31.73% | 29.8% | 30.49%
SA1 | Solar PV | 25.49% | 21.89% | 22.53% | 21.76% | 21.95% | 21.66% | 20.96% | 19.92% | 19.67% | 21.92% | 21.06% | 21.57% | 21.6% | 23.5% | 18.99% | 19.15% | 18.63% | 18.08% | 18.43% | 17.32% | 17.21% | 16.72% | 18.66% | 15.51% | 15.23% | 15.31% | 14.51%
SA1 | Grid Battery | 4.392% | 4.467% | 4.325% | 4.259% | 4.272% | 4.188% | 4.113% | 4.233% | 4.2% | 14.75% | 14.16% | 13.48% | 14.74% | 15.17% | 14.63% | 14.52% | 14.47% | 13.38% | 17.28% | 15.44% | 17.94% | 16.66% | 18.77% | 14.96% | 13.9% | 14.01% | 12%
SA1 | Pumped Hydro | bar: 2023-24 to 2049-50
SA1 | VPP | 9.09% | 9.07% | 8.672% | 8.172% | 8.006% | 7.732% | 7.593% | 7.388% | 7.3% | 7.272% | 7.328% | 6.864% | 6.847% | 7.016% | 6.705% | 6.538% | 6.454% | 5.989% | 6.462% | 6.377% | 6.417% | 6.317% | 6.763% | 6.252% | 5.835% | 5.945% | 5.578%
Region | Technology | 2023-24 | 2024-25 | 2025-26 | 2026-27 | 2027-28 | 2028-29 | 2029-30 | 2030-31 | 2031-32 | 2032-33 | 2033-34 | 2034-35 | 2035-36 | 2036-37 | 2037-38 | 2038-39 | 2039-40 | 2040-41 | 2041-42 | 2042-43 | 2043-44 | 2044-45 | 2045-46 | 2046-47 | 2047-48 | 2048-49 | 2049-50
TAS1 | Black Coal | bar: 2023-24 to 2049-50
TAS1 | Brown Coal | bar: 2023-24 to 2049-50
TAS1 | CCGT | bar: 2023-24 to 2049-50
TAS1 | Gas - Steam | bar: 2023-24 to 2049-50
TAS1 | OCGT / Diesel | 4.091e-06% | 8.381e-06% | 8.903e-06% | 0.01107% | 9.777e-06% | 1.038e-05% | 0.09104% | 0.269% | 0.12% | 0.5769% | 0.2964% | 1.403% | 0.8025% | 0.5794% | 0.7168% | 0.6796% | 2.274% | 1.325% | 1.189% | 1.267% | 1.566% | 0.8973% | 0.4981% | 0.6439% | 0.7678% | 1.516% | 1.213%
TAS1 | Hydro | 53.84% | 39.49% | 40.09% | 37.9% | 32.53% | 34.78% | 45.69% | 45.98% | 43.63% | 42.94% | 47.32% | 46.16% | 40.28% | 38.55% | 41.61% | 39.29% | 35.87% | 32.29% | 32.1% | 35.56% | 38.13% | 33.47% | 34.41% | 39.84% | 35.77% | 35.76% | 31.78%
TAS1 | Hydrogen Turbine | bar: 2023-24 to 2049-50
TAS1 | Wind | 37.86% | 44.82% | 47.84% | 48.41% | 50.62% | 47.26% | 47.38% | 46.46% | 49.2% | 48.77% | 46.88% | 48.22% | 48.48% | 50.01% | 47.66% | 46.2% | 43.97% | 45.82% | 44.93% | 43.81% | 45.58% | 47.5% | 49.62% | 47.94% | 46.59% | 45.28% | 48.51%
TAS1 | Solar PV | - | - | - | - | - | - | - | - | - | - | - | - | - | - | - | - | - | 15.66% | 16.28% | 18.81% | 17.6% | 18.36% | 18.51% | 15.56% | 17.56% | 17.72% | 16.14%
TAS1 | Grid Battery | bar: 2023-24 to 2049-50
TAS1 | Pumped Hydro | - | - | - | - | - | - | - | 18.57% | 24.83% | 20.76% | 20.55% | 19.51% | 20.18% | 19.92% | 20.22% | 19.08% | 20.49% | 18.11% | 17.32% | 19.01% | 16.84% | 17.29% | 18.18% | 18.15% | 16.84% | 16.68% | 15.26%
TAS1 | VPP | 0.7721% | 3.571% | 3.046% | 3.729% | 4.273% | 4.434% | 5.319% | 5.497% | 6.413% | 5.818% | 5.668% | 4.961% | 5.044% | 4.751% | 4.718% | 4.194% | 4.47% | 3.829% | 3.895% | 3.936% | 3.64% | 3.978% | 3.98% | 3.721% | 3.647% | 3.782% | 3.489%
Explicitly modelled pumping
Region | Technology | 2023-24 | 2024-25 | 2025-26 | 2026-27 | 2027-28 | 2028-29 | 2029-30 | 2030-31 | 2031-32 | 2032-33 | 2033-34 | 2034-35 | 2035-36 | 2036-37 | 2037-38 | 2038-39 | 2039-40 | 2040-41 | 2041-42 | 2042-43 | 2043-44 | 2044-45 | 2045-46 | 2046-47 | 2047-48 | 2048-49 | 2049-50
NEM | Grid Battery pump | 5.927% | 5.9% | 9.116% | 13.85% | 18.86% | 21.13% | 21.46% | 23.43% | 22.77% | 25.31% | 24.23% | 23.28% | 23.95% | 24.28% | 21.81% | 22.22% | 23.46% | 23% | 24.33% | 24.5% | 23.26% | 23.09% | 23.89% | 20.1% | 20.39% | 20.12% | 19.34%
NEM | Pumped Hydro Pump | 11.2% | 19.48% | 18.35% | 26.94% | 16.02% | 17.1% | 20.39% | 25.95% | 27.74% | 24.92% | 28.09% | 26.46% | 28.32% | 30.09% | 26.76% | 27.55% | 26.85% | 23.77% | 23.88% | 26.01% | 22.19% | 21.35% | 21.91% | 22.07% | 20.12% | 19.8% | 16.66%
NEM | VPP pump | 9.292% | 9.516% | 10.2% | 10.01% | 9.699% | 9.087% | 8.899% | 8.769% | 8.591% | 8.512% | 8.524% | 8.114% | 8.215% | 8.163% | 7.639% | 7.471% | 7.494% | 7.105% | 7.369% | 7.341% | 7.144% | 7.3% | 7.507% | 7.05% | 7.044% | 6.999% | 6.765%
Region | Technology | 2023-24 | 2024-25 | 2025-26 | 2026-27 | 2027-28 | 2028-29 | 2029-30 | 2030-31 | 2031-32 | 2032-33 | 2033-34 | 2034-35 | 2035-36 | 2036-37 | 2037-38 | 2038-39 | 2039-40 | 2040-41 | 2041-42 | 2042-43 | 2043-44 | 2044-45 | 2045-46 | 2046-47 | 2047-48 | 2048-49 | 2049-50
NSW1 | Grid Battery pump | 5.586% | 6.813% | 14.76% | 28.69% | 29.39% | 26.61% | 27.06% | 29.18% | 27.78% | 28.74% | 26.86% | 25.05% | 27.09% | 26.98% | 24.7% | 24.7% | 24.77% | 23.88% | 26.45% | 24.64% | 22.07% | 23.49% | 23.93% | 20.34% | 20.13% | 21.02% | 20.87%
NSW1 | Pumped Hydro Pump | 9.076% | 17.39% | 20.34% | 30.79% | 15.03% | 17.96% | 21.45% | 27.29% | 29.47% | 26.43% | 30.51% | 28.22% | 30.49% | 33.17% | 30.02% | 29.47% | 26.47% | 21.37% | 22.73% | 24.93% | 19.83% | 19.57% | 21.19% | 24.19% | 20.52% | 19.05% | 15%
NSW1 | VPP pump | 7.988% | 9.235% | 10.34% | 10.21% | 9.869% | 9.11% | 8.783% | 8.887% | 8.686% | 8.715% | 8.662% | 8.262% | 8.466% | 8.303% | 7.862% | 7.728% | 7.801% | 7.461% | 7.79% | 7.644% | 7.387% | 7.678% | 7.76% | 7.226% | 7.263% | 7.334% | 7.203%
Region | Technology | 2023-24 | 2024-25 | 2025-26 | 2026-27 | 2027-28 | 2028-29 | 2029-30 | 2030-31 | 2031-32 | 2032-33 | 2033-34 | 2034-35 | 2035-36 | 2036-37 | 2037-38 | 2038-39 | 2039-40 | 2040-41 | 2041-42 | 2042-43 | 2043-44 | 2044-45 | 2045-46 | 2046-47 | 2047-48 | 2048-49 | 2049-50
QLD1 | Grid Battery pump | 7.268% | 7.258% | 7.424% | 7.476% | 7.499% | 25.68% | 25.73% | 27.33% | 27.12% | 27.86% | 26.81% | 26.56% | 26.47% | 27.38% | 23.43% | 24.61% | 25.96% | 26.6% | 26.48% | 27.69% | 26.36% | 25.86% | 26.27% | 22.2% | 23.33% | 22.15% | 22.05%
QLD1 | Pumped Hydro Pump | 15% | 23.23% | 14.71% | 19.92% | 20.67% | 13.57% | 16.04% | 20.65% | 20.18% | 17.22% | 18.86% | 21.46% | 22.91% | 22.99% | 22.83% | 25.85% | 27.24% | 26.17% | 25.36% | 27.32% | 24.64% | 22.85% | 22.09% | 20.01% | 19.34% | 20.08% | 17.38%
QLD1 | VPP pump | 9.733% | 9.605% | 9.748% | 9.958% | 9.55% | 9.07% | 8.916% | 8.963% | 8.831% | 8.711% | 8.823% | 8.624% | 8.447% | 8.52% | 7.889% | 7.859% | 7.999% | 7.93% | 7.972% | 8.158% | 8.13% | 7.998% | 8.157% | 7.933% | 7.877% | 7.658% | 7.67%
Region | Technology | 2023-24 | 2024-25 | 2025-26 | 2026-27 | 2027-28 | 2028-29 | 2029-30 | 2030-31 | 2031-32 | 2032-33 | 2033-34 | 2034-35 | 2035-36 | 2036-37 | 2037-38 | 2038-39 | 2039-40 | 2040-41 | 2041-42 | 2042-43 | 2043-44 | 2044-45 | 2045-46 | 2046-47 | 2047-48 | 2048-49 | 2049-50
VIC1 | Grid Battery pump | 5.779% | 5.411% | 6.331% | 6.206% | 6.007% | 5.72% | 5.683% | 8.16% | 8.087% | 11.29% | 10.93% | 10.07% | 11.75% | 11.06% | 10.36% | 10.1% | 9.861% | 8.498% | 16.84% | 16.93% | 15.16% | 16.2% | 16.46% | 14.76% | 15.09% | 14.97% | 12.76%
VIC1 | Pumped Hydro Pump | bar: 2023-24 to 2049-50
VIC1 | VPP pump | 9.795% | 9.239% | 11.07% | 10.48% | 10.12% | 9.392% | 9.215% | 8.646% | 8.287% | 8.13% | 8.105% | 7.513% | 7.856% | 7.728% | 7.112% | 6.773% | 6.622% | 5.862% | 6.231% | 6.12% | 5.739% | 6.136% | 6.457% | 5.901% | 6.074% | 6.009% | 5.421%
Region | Technology | 2023-24 | 2024-25 | 2025-26 | 2026-27 | 2027-28 | 2028-29 | 2029-30 | 2030-31 | 2031-32 | 2032-33 | 2033-34 | 2034-35 | 2035-36 | 2036-37 | 2037-38 | 2038-39 | 2039-40 | 2040-41 | 2041-42 | 2042-43 | 2043-44 | 2044-45 | 2045-46 | 2046-47 | 2047-48 | 2048-49 | 2049-50
SA1 | Grid Battery pump | 5.784% | 5.904% | 5.703% | 5.624% | 5.656% | 5.515% | 5.445% | 5.617% | 5.588% | 18.71% | 17.91% | 17.06% | 18.46% | 19% | 18.32% | 18.25% | 18.05% | 16.74% | 21.18% | 19.03% | 21.94% | 20.37% | 23.05% | 18.22% | 17.09% | 17.06% | 14.68%
SA1 | Pumped Hydro Pump | bar: 2023-24 to 2049-50
SA1 | VPP pump | 10.67% | 10.69% | 10.19% | 9.615% | 9.443% | 9.076% | 8.957% | 8.672% | 8.588% | 8.57% | 8.614% | 8.07% | 8.055% | 8.254% | 7.888% | 7.715% | 7.57% | 7.069% | 7.58% | 7.523% | 7.538% | 7.423% | 7.979% | 7.333% | 6.888% | 6.972% | 6.562%
Region | Technology | 2023-24 | 2024-25 | 2025-26 | 2026-27 | 2027-28 | 2028-29 | 2029-30 | 2030-31 | 2031-32 | 2032-33 | 2033-34 | 2034-35 | 2035-36 | 2036-37 | 2037-38 | 2038-39 | 2039-40 | 2040-41 | 2041-42 | 2042-43 | 2043-44 | 2044-45 | 2045-46 | 2046-47 | 2047-48 | 2048-49 | 2049-50
TAS1 | Grid Battery pump | bar: 2023-24 to 2049-50
TAS1 | Pumped Hydro Pump | - | - | - | - | - | - | - | 24.44% | 32.97% | 27.27% | 27.19% | 25.68% | 26.42% | 26.51% | 26.34% | 25.17% | 26.9% | 24.03% | 22.59% | 25.16% | 22.05% | 22.72% | 24.23% | 23.58% | 22.47% | 21.64% | 20.08%
TAS1 | VPP pump | 0.8817% | 4.209% | 3.58% | 4.386% | 5.052% | 5.197% | 6.282% | 6.447% | 7.545% | 6.847% | 6.666% | 5.861% | 5.913% | 5.614% | 5.53% | 4.935% | 5.258% | 4.507% | 4.581% | 4.63% | 4.282% | 4.68% | 4.706% | 4.356% | 4.314% | 4.427% | 4.104%
Non-controllable capacity
Region | Technology | 2023-24 | 2024-25 | 2025-26 | 2026-27 | 2027-28 | 2028-29 | 2029-30 | 2030-31 | 2031-32 | 2032-33 | 2033-34 | 2034-35 | 2035-36 | 2036-37 | 2037-38 | 2038-39 | 2039-40 | 2040-41 | 2041-42 | 2042-43 | 2043-44 | 2044-45 | 2045-46 | 2046-47 | 2047-48 | 2048-49 | 2049-50
NEM | Distributed PV | 14.23% | 13.97% | 13.66% | 14.76% | 14.89% | 13.44% | 14.16% | 14.79% | 15.16% | 15.21% | 14.84% | 14.44% | 15.53% | 15.58% | 13.97% | 14.7% | 15.35% | 15.67% | 15.69% | 15.31% | 14.87% | 15.93% | 15.94% | 14.29% | 15.04% | 15.67% | 15.97%
NEM | Behind the meter battery | 4.897% | 4.862% | 4.791% | 4.705% | 4.639% | 4.529% | 4.488% | 4.437% | 4.376% | 4.329% | 4.385% | 4.417% | 4.433% | 4.398% | 4.361% | 4.299% | 4.266% | 4.207% | 4.151% | 4.111% | 4.152% | 4.184% | 4.217% | 4.239% | 4.261% | 4.237% | 4.213%
NEM | Behind the meter battery pump | 5.764% | 5.722% | 5.638% | 5.537% | 5.461% | 5.329% | 5.283% | 5.222% | 5.15% | 5.095% | 5.16% | 5.199% | 5.218% | 5.177% | 5.133% | 5.06% | 5.021% | 4.95% | 4.886% | 4.838% | 4.886% | 4.925% | 4.963% | 4.99% | 5.016% | 4.988% | 4.958%
Region | Technology | 2023-24 | 2024-25 | 2025-26 | 2026-27 | 2027-28 | 2028-29 | 2029-30 | 2030-31 | 2031-32 | 2032-33 | 2033-34 | 2034-35 | 2035-36 | 2036-37 | 2037-38 | 2038-39 | 2039-40 | 2040-41 | 2041-42 | 2042-43 | 2043-44 | 2044-45 | 2045-46 | 2046-47 | 2047-48 | 2048-49 | 2049-50
NSW1 | Distributed PV | 13.95% | 13.97% | 13.61% | 15.11% | 14.98% | 13.37% | 13.79% | 14.67% | 15.35% | 14.94% | 14.77% | 14.29% | 15.76% | 15.56% | 13.87% | 14.28% | 15.19% | 15.83% | 15.4% | 15.21% | 14.69% | 16.12% | 15.89% | 14.16% | 14.59% | 15.47% | 16.09%
NSW1 | Behind the meter battery | 4.884% | 4.831% | 4.757% | 4.683% | 4.62% | 4.52% | 4.491% | 4.444% | 4.405% | 4.375% | 4.441% | 4.454% | 4.456% | 4.412% | 4.358% | 4.289% | 4.257% | 4.188% | 4.148% | 4.121% | 4.175% | 4.211% | 4.237% | 4.254% | 4.256% | 4.24% | 4.206%
NSW1 | Behind the meter battery pump | 5.747% | 5.687% | 5.598% | 5.511% | 5.44% | 5.32% | 5.287% | 5.232% | 5.182% | 5.148% | 5.225% | 5.24% | 5.245% | 5.193% | 5.129% | 5.046% | 5.012% | 4.928% | 4.883% | 4.849% | 4.911% | 4.959% | 4.986% | 5.008% | 5.011% | 4.991% | 4.951%
Region | Technology | 2023-24 | 2024-25 | 2025-26 | 2026-27 | 2027-28 | 2028-29 | 2029-30 | 2030-31 | 2031-32 | 2032-33 | 2033-34 | 2034-35 | 2035-36 | 2036-37 | 2037-38 | 2038-39 | 2039-40 | 2040-41 | 2041-42 | 2042-43 | 2043-44 | 2044-45 | 2045-46 | 2046-47 | 2047-48 | 2048-49 | 2049-50
QLD1 | Distributed PV | 15.03% | 14.46% | 14.67% | 15.73% | 15.87% | 13.4% | 14.58% | 15.12% | 16% | 15.82% | 15.21% | 15.39% | 16.39% | 16.42% | 13.85% | 15.06% | 15.64% | 16.42% | 16.23% | 15.62% | 15.79% | 16.72% | 16.74% | 14.11% | 15.37% | 15.91% | 16.71%
QLD1 | Behind the meter battery | 4.94% | 4.904% | 4.833% | 4.738% | 4.663% | 4.563% | 4.529% | 4.478% | 4.408% | 4.348% | 4.393% | 4.421% | 4.437% | 4.396% | 4.354% | 4.3% | 4.282% | 4.232% | 4.163% | 4.125% | 4.169% | 4.194% | 4.229% | 4.244% | 4.261% | 4.245% | 4.236%
QLD1 | Behind the meter battery pump | 5.815% | 5.773% | 5.687% | 5.578% | 5.487% | 5.368% | 5.33% | 5.269% | 5.189% | 5.118% | 5.17% | 5.205% | 5.223% | 5.176% | 5.124% | 5.063% | 5.038% | 4.98% | 4.9% | 4.855% | 4.906% | 4.935% | 4.976% | 4.996% | 5.017% | 4.999% | 4.984%
Region | Technology | 2023-24 | 2024-25 | 2025-26 | 2026-27 | 2027-28 | 2028-29 | 2029-30 | 2030-31 | 2031-32 | 2032-33 | 2033-34 | 2034-35 | 2035-36 | 2036-37 | 2037-38 | 2038-39 | 2039-40 | 2040-41 | 2041-42 | 2042-43 | 2043-44 | 2044-45 | 2045-46 | 2046-47 | 2047-48 | 2048-49 | 2049-50
VIC1 | Distributed PV | 13.3% | 13.06% | 12.42% | 13.32% | 13.59% | 13.11% | 13.75% | 14.34% | 13.9% | 14.65% | 14.31% | 13.53% | 14.42% | 14.65% | 13.83% | 14.47% | 15.09% | 14.55% | 15.26% | 14.92% | 14.07% | 14.95% | 15.11% | 14.28% | 14.94% | 15.54% | 14.95%
VIC1 | Behind the meter battery | 4.922% | 4.924% | 4.853% | 4.759% | 4.698% | 4.556% | 4.474% | 4.403% | 4.302% | 4.208% | 4.268% | 4.344% | 4.395% | 4.391% | 4.402% | 4.332% | 4.283% | 4.218% | 4.147% | 4.064% | 4.079% | 4.124% | 4.164% | 4.22% | 4.277% | 4.242% | 4.209%
VIC1 | Behind the meter battery pump | 5.794% | 5.795% | 5.709% | 5.602% | 5.531% | 5.362% | 5.266% | 5.18% | 5.063% | 4.951% | 5.023% | 5.115% | 5.172% | 5.166% | 5.183% | 5.097% | 5.041% | 4.963% | 4.88% | 4.783% | 4.802% | 4.853% | 4.9% | 4.969% | 5.033% | 4.993% | 4.954%
Region | Technology | 2023-24 | 2024-25 | 2025-26 | 2026-27 | 2027-28 | 2028-29 | 2029-30 | 2030-31 | 2031-32 | 2032-33 | 2033-34 | 2034-35 | 2035-36 | 2036-37 | 2037-38 | 2038-39 | 2039-40 | 2040-41 | 2041-42 | 2042-43 | 2043-44 | 2044-45 | 2045-46 | 2046-47 | 2047-48 | 2048-49 | 2049-50
SA1 | Distributed PV | 15.11% | 14.83% | 14.15% | 14.8% | 15.36% | 14.69% | 15.37% | 15.62% | 15.63% | 16.06% | 15.54% | 14.77% | 15.4% | 15.93% | 15.16% | 15.87% | 16.14% | 16.14% | 16.55% | 16% | 15.2% | 15.81% | 16.3% | 15.49% | 16.24% | 16.49% | 16.45%
SA1 | Behind the meter battery | 4.815% | 4.725% | 4.641% | 4.542% | 4.474% | 4.387% | 4.404% | 4.389% | 4.377% | 4.405% | 4.448% | 4.451% | 4.434% | 4.377% | 4.295% | 4.252% | 4.207% | 4.164% | 4.135% | 4.149% | 4.202% | 4.208% | 4.244% | 4.225% | 4.248% | 4.192% | 4.182%
SA1 | Behind the meter battery pump | 5.667% | 5.562% | 5.46% | 5.346% | 5.265% | 5.161% | 5.184% | 5.165% | 5.152% | 5.183% | 5.234% | 5.238% | 5.218% | 5.153% | 5.054% | 5.004% | 4.953% | 4.903% | 4.87% | 4.885% | 4.947% | 4.956% | 4.995% | 4.971% | 4.998% | 4.935% | 4.924%
Region | Technology | 2023-24 | 2024-25 | 2025-26 | 2026-27 | 2027-28 | 2028-29 | 2029-30 | 2030-31 | 2031-32 | 2032-33 | 2033-34 | 2034-35 | 2035-36 | 2036-37 | 2037-38 | 2038-39 | 2039-40 | 2040-41 | 2041-42 | 2042-43 | 2043-44 | 2044-45 | 2045-46 | 2046-47 | 2047-48 | 2048-49 | 2049-50
TAS1 | Distributed PV | 12.03% | 12.09% | 11.56% | 12.4% | 12.42% | 12.16% | 12.24% | 12.52% | 12.4% | 12.76% | 12.71% | 12.11% | 12.89% | 12.83% | 12.48% | 12.53% | 12.81% | 12.66% | 12.97% | 12.94% | 12.31% | 13.07% | 12.97% | 12.63% | 12.69% | 12.99% | 12.77%
TAS1 | Behind the meter battery | 4.891% | 4.832% | 4.753% | 4.664% | 4.597% | 4.506% | 4.479% | 4.427% | 4.378% | 4.382% | 4.417% | 4.439% | 4.429% | 4.4% | 4.347% | 4.292% | 4.268% | 4.207% | 4.152% | 4.139% | 4.176% | 4.183% | 4.231% | 4.218% | 4.232% | 4.231% | 4.186%
TAS1 | Behind the meter battery pump | 5.757% | 5.685% | 5.596% | 5.489% | 5.412% | 5.302% | 5.27% | 5.211% | 5.154% | 5.156% | 5.198% | 5.224% | 5.215% | 5.178% | 5.116% | 5.054% | 5.023% | 4.952% | 4.886% | 4.87% | 4.914% | 4.925% | 4.979% | 4.967% | 4.983% | 4.979% | 4.926%

## Option 5_Generation
Annual sent-out generation by technology (GWh) - Option 5, Step Change Scenario
Explicitly modelled generation
Region | Technology | 2023-24 | 2024-25 | 2025-26 | 2026-27 | 2027-28 | 2028-29 | 2029-30 | 2030-31 | 2031-32 | 2032-33 | 2033-34 | 2034-35 | 2035-36 | 2036-37 | 2037-38 | 2038-39 | 2039-40 | 2040-41 | 2041-42 | 2042-43 | 2043-44 | 2044-45 | 2045-46 | 2046-47 | 2047-48 | 2048-49 | 2049-50
NEM | Black Coal | 85014.6099 | 74428.0377 | 72734.315 | 67545.5896 | 53684.0933 | 44768.1878 | 40550.1141 | 31203.728 | 29796.8971 | 26654.5877 | 17131.4599 | 16987.5518 | 14726.1928 | 14263.0469 | 15032.3538 | 14123.2514 | 4200.866 | 1674.2566 | 1648.3035 | 0 | 0 | 0 | 0 | 0 | 0 | 0 | 0
NEM | Brown Coal | 29016.677 | 25469.7585 | 23783.1611 | 18620.5105 | 18880.6876 | 15627.0991 | 9889.8259 | 6501.5116 | 5132.9443 | 0 | 0 | 0 | 0 | 0 | 0 | 0 | 0 | 0 | 0 | 0 | 0 | 0 | 0 | 0 | 0 | 0 | 0
NEM | CCGT | 2107.0077 | 1607.7191 | 3153.0887 | 4004.335 | 4116.6817 | 4711.5665 | 5446.1437 | 6603.7553 | 5648.607 | 5587.4543 | 7813.397 | 8756.7748 | 6453.6794 | 5721.1042 | 4571.8374 | 4935.3749 | 4616.5 | 4002.2466 | 3485.2864 | 3928.1322 | 3104.0857 | 2626.6609 | 1370.7717 | 985.3025 | 977.7712 | 967.4705 | 984.0362
NEM | Gas - Steam | 112.3363 | 107.9319 | 341.2549 | 164.6387 | 109.6261 | 209.6151 | 163.7957 | 980.032 | 136.9756 | 340.3013 | 373.4485 | 604.7875 | 324.3427 | 404.0503 | 545.0989 | 430.8526 | 0 | 0 | 0 | 0 | 0 | 0 | 0 | 0 | 0 | 0 | 0
NEM | OCGT / Diesel | 200.083 | 171.84 | 384.6423 | 421.3391 | 311.143 | 399.919 | 321.3766 | 1604.7453 | 701.0905 | 1146.8973 | 2408.3425 | 4127.7436 | 2387.2634 | 3058.4622 | 3428.4047 | 2539.8481 | 7168.9834 | 6534.0564 | 3357.654 | 4461.3487 | 8383.0254 | 5248.8284 | 6748.5272 | 9500.5856 | 6122.2456 | 9006.4077 | 8247.1835
NEM | Hydro | 17546.5165 | 15742.9094 | 16138.1456 | 15456.0118 | 13237.722 | 16193.7625 | 17395.4836 | 17068.2491 | 16345.6209 | 15597.0082 | 17821.2165 | 17758.0451 | 16013.0694 | 14749.715 | 17385.1621 | 15527.7454 | 13912.2302 | 13030.3682 | 12489.2309 | 14137.2015 | 14896.8269 | 13433.9931 | 12723.4953 | 16617.2611 | 15549.6759 | 15584.5581 | 14547.8885
NEM | Hydrogen Turbine | 0 | 0 | 0 | 0 | 0 | 0 | 0 | 0 | 0 | 0 | 0 | 0 | 0 | 0 | 0 | 0 | 0 | 0 | 0 | 0 | 0 | 0 | 0 | 0 | 0 | 0 | 0
NEM | Wind | 28823.8909 | 46966.2345 | 48038.9185 | 56804.4436 | 74793.517 | 89618.6011 | 93928.6311 | 99942.3544 | 109114.6243 | 114191.3646 | 120197.3905 | 120973.8629 | 129999.7483 | 136898.3508 | 146234.0444 | 146981.2231 | 145385.3662 | 148963.8816 | 147254.8972 | 153795.4164 | 155705.0215 | 157416.9895 | 161046.1776 | 180416.6622 | 186358.3423 | 191276.7963 | 192555.4503
NEM | Solar PV | 20916.919 | 19295.4475 | 22133.2458 | 23287.6467 | 23079.1707 | 22171.7568 | 25549.9871 | 31111.3406 | 32169.1284 | 38867.5097 | 42593.1532 | 44141.7802 | 45318.7434 | 45438.2324 | 46730.9753 | 51219.0212 | 69218.6798 | 74159.4028 | 86325.0858 | 103607.8762 | 106838.3995 | 106565.4456 | 109972.8815 | 103212.0742 | 105174.7848 | 112388.2221 | 115359.7824
NEM | Grid Battery | 418.7659 | 415.0963 | 920.918 | 1396.7006 | 2756.4642 | 4993.6171 | 5178.8561 | 6116.2697 | 5971.6388 | 10983.1021 | 10655.6346 | 10187.1714 | 11141.0505 | 11198.0748 | 10026.515 | 10237.9034 | 15131.2622 | 15070.507 | 23581.9329 | 29265.15 | 28916.5549 | 30841.0257 | 31090.3552 | 26233.1188 | 25610.9916 | 26814.8793 | 25650.1991
NEM | Pumped Hydro | 541.3124 | 892.9007 | 1750.7582 | 2610.6192 | 3116.1778 | 4192.8091 | 4665.1617 | 6412.2516 | 6516.5318 | 6897.9685 | 7614.653 | 8024.0131 | 8671.8187 | 9044.8109 | 11268.9997 | 11459.0907 | 12462.3306 | 10798.0908 | 11115.9029 | 11756.3464 | 10597.5063 | 9893.9185 | 9885.549 | 11392.1571 | 10252.6018 | 10225.7062 | 8793.4887
NEM | VPP | 221.1562 | 440.9712 | 785.9133 | 1147.7775 | 1545.5697 | 1901.4901 | 2528.2097 | 3054.7138 | 3521.9422 | 4124.8313 | 4887.0812 | 5436.9936 | 6331.2214 | 7122.2145 | 7410.7771 | 7984.3446 | 8568.7386 | 8552.4013 | 9336.9679 | 9690.1959 | 9851.1897 | 10503.2823 | 11206.0586 | 10996.0188 | 11370.0437 | 11780.399 | 11790.403
Total excluding storage |  | 184919.2748 | 185538.847 | 190164.3614 | 191459.6124 | 195630.8529 | 204788.4244 | 205617.5854 | 210598.9516 | 215056.0009 | 224391.0251 | 231495.777 | 236998.724 | 241367.13 | 247898.0618 | 262634.1684 | 265438.6553 | 280664.9569 | 282785.2112 | 298595.2615 | 330641.6673 | 338292.6099 | 336530.144 | 344043.8162 | 359353.1803 | 361416.4568 | 378044.4391 | 377928.4319
Region | Technology | 2023-24 | 2024-25 | 2025-26 | 2026-27 | 2027-28 | 2028-29 | 2029-30 | 2030-31 | 2031-32 | 2032-33 | 2033-34 | 2034-35 | 2035-36 | 2036-37 | 2037-38 | 2038-39 | 2039-40 | 2040-41 | 2041-42 | 2042-43 | 2043-44 | 2044-45 | 2045-46 | 2046-47 | 2047-48 | 2048-49 | 2049-50
NSW1 | Black Coal | 42249.1915 | 35202.7819 | 32387.9495 | 30670.4309 | 21193.3699 | 19283.7741 | 16131.511 | 14049.1743 | 13546.2599 | 13861.547 | 7647.3437 | 7746.4607 | 6733.3889 | 5911.9021 | 6591.1228 | 6476.8505 | 0 | 0 | 0 | 0 | 0 | 0 | 0 | 0 | 0 | 0 | 0
NSW1 | Brown Coal | 0 | 0 | 0 | 0 | 0 | 0 | 0 | 0 | 0 | 0 | 0 | 0 | 0 | 0 | 0 | 0 | 0 | 0 | 0 | 0 | 0 | 0 | 0 | 0 | 0 | 0 | 0
NSW1 | CCGT | 13.66 | 6.2 | 306.4508 | 678.5851 | 772.6221 | 646.5532 | 1068.4027 | 1121.4822 | 984.2748 | 919.2909 | 1443.7141 | 1687.6101 | 1070.1038 | 1069.3635 | 1150.3027 | 1335.788 | 1393.4065 | 1117.8245 | 1008.7822 | 1104.6176 | 0 | 0 | 0 | 0 | 0 | 0 | 0
NSW1 | Gas - Steam | 0 | 0 | 0 | 0 | 0 | 0 | 0 | 0 | 0 | 0 | 0 | 0 | 0 | 0 | 0 | 0 | 0 | 0 | 0 | 0 | 0 | 0 | 0 | 0 | 0 | 0 | 0
NSW1 | OCGT / Diesel | 8.5532 | 5.2779 | 35.8544 | 33.8781 | 27.5929 | 5.7895 | 0.040833 | 150.4567 | 24.422 | 114.5906 | 265.0767 | 954.5162 | 367.3735 | 664.6384 | 614.4966 | 442.5838 | 2299.002 | 2529.7726 | 1152.2766 | 1381.964 | 2861.6038 | 1585.3255 | 2261.2781 | 2338.7911 | 2210.6638 | 1996.0954 | 2347.532
NSW1 | Hydro | 2040.5309 | 2854.3925 | 2989.038 | 3003.9199 | 2509.187 | 3584.8766 | 3035.4499 | 3110.3706 | 2912.4442 | 2573.6936 | 3226.3919 | 3323.1971 | 3063.1287 | 2710.4177 | 3785.811 | 3124.4102 | 2768.195 | 2704.7279 | 2473.7375 | 2898.6112 | 2969.955 | 2730.627 | 2326.5432 | 3643.6765 | 3478.1195 | 3519.8269 | 3377.6796
NSW1 | Hydrogen Turbine | 0 | 0 | 0 | 0 | 0 | 0 | 0 | 0 | 0 | 0 | 0 | 0 | 0 | 0 | 0 | 0 | 0 | 0 | 0 | 0 | 0 | 0 | 0 | 0 | 0 | 0 | 0
NSW1 | Wind | 5987.5617 | 13851.1855 | 14057.6115 | 17346.7549 | 27710.922 | 30544.1547 | 29486.5044 | 29465.1098 | 29273.5756 | 32587.7942 | 33424.6492 | 33467.2395 | 39115.1506 | 39933.4012 | 43259.1621 | 40750.8389 | 39982.2374 | 37363.9934 | 39393.365 | 41124.6935 | 42205.6539 | 43801.3525 | 44657.7956 | 50246.1342 | 49646.6763 | 49706.4952 | 46311.1213
NSW1 | Solar PV | 8823.8397 | 8287.7412 | 10342.715 | 11412.9906 | 11521.29 | 11360.8053 | 13969.376 | 17917.0672 | 17741.7115 | 19210.7714 | 21367.2346 | 20804.8085 | 21976.0569 | 21940.3021 | 21092.9423 | 22448.3273 | 28920.8632 | 29525.2457 | 33825.331 | 34799.7723 | 34095.7486 | 35774.7462 | 36224.486 | 34409.6801 | 33574.7444 | 37404.5314 | 38551.7067
NSW1 | Grid Battery | 20.6267 | 25.067 | 509.8583 | 990.7206 | 2356.402 | 2867.6676 | 3054.5527 | 3302.6428 | 3130.9407 | 4721.8922 | 4408.9881 | 4108.2883 | 4450.6755 | 4329.5784 | 3951.4915 | 3961.1135 | 6072.0679 | 5817.6214 | 7955.2929 | 8048.1532 | 7208.4193 | 8707.3857 | 8101.6389 | 6937.9489 | 5892.8613 | 7030.0007 | 6839.9328
NSW1 | Pumped Hydro | 110.5138 | 220.2233 | 1083.3555 | 1700.8612 | 2176.062 | 3467.3002 | 3811.357 | 5183.8902 | 5273.5627 | 4968.193 | 5610.0161 | 5537.9986 | 5762.8762 | 6159.3194 | 5834.8761 | 5484.4195 | 5117.677 | 3923.2349 | 4384.4251 | 4519.3123 | 4023.1182 | 3712.473 | 3869.483 | 4706.4913 | 3877.4617 | 3734.9561 | 2990.081
NSW1 | VPP | 57.9967 | 133.2607 | 247.5653 | 362.9611 | 487.7212 | 600.0059 | 800.1994 | 998.1258 | 1172.6413 | 1416.5118 | 1689.0356 | 1899.688 | 2247.1299 | 2503.5086 | 2631.2014 | 2853.7691 | 3079.6091 | 3094.9571 | 3398.6681 | 3475.2602 | 3505.6231 | 3799.7936 | 3984.0331 | 3883.6049 | 4031.987 | 4250.3924 | 4317.2398
Total excluding storage |  | 59312.4741 | 60586.1301 | 61960.3984 | 66201.1024 | 68755.169 | 72360.9273 | 71357.394 | 75298.3197 | 74059.8327 | 80374.2848 | 79082.45 | 79529.807 | 84785.8841 | 85222.4314 | 88911.4065 | 86878.1008 | 89633.0581 | 86077.3776 | 93591.8784 | 97352.3842 | 96870.1219 | 100111.7035 | 101425.2579 | 106166.327 | 102712.5141 | 107642.298 | 104735.2932
Region | Technology | 2023-24 | 2024-25 | 2025-26 | 2026-27 | 2027-28 | 2028-29 | 2029-30 | 2030-31 | 2031-32 | 2032-33 | 2033-34 | 2034-35 | 2035-36 | 2036-37 | 2037-38 | 2038-39 | 2039-40 | 2040-41 | 2041-42 | 2042-43 | 2043-44 | 2044-45 | 2045-46 | 2046-47 | 2047-48 | 2048-49 | 2049-50
QLD1 | Black Coal | 42765.4184 | 39225.2558 | 40346.3655 | 36875.1587 | 32490.7234 | 25484.4137 | 24418.6031 | 17154.5537 | 16250.6372 | 12793.0407 | 9484.1162 | 9241.0911 | 7992.8039 | 8351.1448 | 8441.231 | 7646.4009 | 4200.866 | 1674.2566 | 1648.3035 | 0 | 0 | 0 | 0 | 0 | 0 | 0 | 0
QLD1 | Brown Coal | 0 | 0 | 0 | 0 | 0 | 0 | 0 | 0 | 0 | 0 | 0 | 0 | 0 | 0 | 0 | 0 | 0 | 0 | 0 | 0 | 0 | 0 | 0 | 0 | 0 | 0 | 0
QLD1 | CCGT | 1021.5709 | 855.0739 | 1685.0754 | 2540.9804 | 2656.664 | 3113.1477 | 3465.8112 | 4129.9319 | 3895.2957 | 3737.0573 | 5177.1156 | 5559.2971 | 4516.7698 | 3644.83 | 3421.5347 | 3599.5869 | 3223.0935 | 2884.4221 | 2476.5042 | 2823.5146 | 3104.0857 | 2626.6609 | 1370.7717 | 985.3025 | 977.7712 | 967.4705 | 984.0362
QLD1 | Gas - Steam | 0 | 0 | 0 | 0 | 0 | 0 | 0 | 0 | 0 | 0 | 0 | 0 | 0 | 0 | 0 | 0 | 0 | 0 | 0 | 0 | 0 | 0 | 0 | 0 | 0 | 0 | 0
QLD1 | OCGT / Diesel | 2.4406 | 0.00029545 | 2.6973 | 18.3791 | 24.5924 | 24.1663 | 11.7208 | 507.7767 | 394.1084 | 396.1467 | 1319.6249 | 1460.1329 | 1064.73 | 1453.7866 | 1101.5578 | 853.7669 | 2081.4624 | 1948.5919 | 881.2434 | 1628.5325 | 2003.1515 | 1355.2994 | 2010.1682 | 3509.4509 | 1653.1207 | 3643.3717 | 3191.9857
QLD1 | Hydro | 726.8443 | 727.4594 | 745.579 | 714.5895 | 729.1169 | 739.1327 | 735.0233 | 728.6222 | 727.7559 | 729.4059 | 722.4977 | 714.0096 | 707.6941 | 714.4874 | 221.354 | 208.5292 | 172.783 | 156.5243 | 146.3058 | 0 | 0 | 0 | 0 | 0 | 0 | 0 | 0
QLD1 | Hydrogen Turbine | 0 | 0 | 0 | 0 | 0 | 0 | 0 | 0 | 0 | 0 | 0 | 0 | 0 | 0 | 0 | 0 | 0 | 0 | 0 | 0 | 0 | 0 | 0 | 0 | 0 | 0 | 0
QLD1 | Wind | 4039.5243 | 7791.0766 | 8233.1929 | 9958.9643 | 14357.3899 | 23489.2799 | 23396.7313 | 28223.8274 | 27776.192 | 31276.0979 | 33408.6047 | 33370.9253 | 32909.0957 | 35105.6575 | 40381.783 | 39856.3419 | 39635.1003 | 37896.5769 | 39656.1126 | 40216.7758 | 42210.7968 | 39946.1496 | 42114.2259 | 53167.8306 | 53154.7295 | 59228.5135 | 55770.6209
QLD1 | Solar PV | 8595.2613 | 8010.494 | 8746.6862 | 8841.8488 | 8557.6097 | 7855.6712 | 8685.5965 | 10358.4238 | 11415.7528 | 13946.7984 | 15691.563 | 17323.2191 | 17304.5347 | 17121.7736 | 18134.7036 | 21326.5226 | 32815.1503 | 36627.0612 | 38356.9028 | 54760.571 | 53719.4931 | 51017.2922 | 51749.3279 | 49665.4556 | 52660.1116 | 55550.7818 | 58493.654
QLD1 | Grid Battery | 53.632 | 53.4047 | 54.4782 | 55.1637 | 55.1828 | 1791.5238 | 1795.0314 | 2390.9338 | 2422.9236 | 4553.4962 | 4647.9117 | 4599.6797 | 4598.4154 | 4755.7364 | 4049.8297 | 4275.416 | 7069.1448 | 7215.5546 | 9801.3996 | 15810.057 | 15069.151 | 14768.444 | 15016.6089 | 12655.981 | 13358.6775 | 13383.7751 | 13351.9747
QLD1 | Pumped Hydro | 430.7986 | 672.6774 | 667.4 | 909.754 | 940.1115 | 725.5044 | 853.7992 | 1098.4046 | 1069.2555 | 921.8999 | 1006.9151 | 1538.9203 | 1649.4232 | 1642.1268 | 4065.8402 | 4683.7366 | 5958.2177 | 5649.4505 | 5559.5579 | 5950.8053 | 5434.6876 | 4987.7503 | 4761.3099 | 5432.7835 | 5212.6348 | 5339.802 | 4750.1973
QLD1 | VPP | 51.3432 | 108.6949 | 193.1997 | 301.9591 | 407.7124 | 523.3808 | 722.9483 | 907.4584 | 1055.1418 | 1235.9639 | 1481.1522 | 1693.7426 | 1910.4064 | 2184.0786 | 2241.9663 | 2471.441 | 2681.7546 | 2799.1987 | 2947.3015 | 3147.6543 | 3269.1821 | 3348.5098 | 3550.0598 | 3582.883 | 3698.5225 | 3723.2473 | 3868.427
Total excluding storage |  | 57686.8335 | 57444.137 | 60674.6743 | 60216.7977 | 60219.103 | 63746.2206 | 64085.2652 | 65499.9325 | 65007.0629 | 69589.9069 | 72939.5012 | 75501.0177 | 72653.8733 | 74973.6217 | 82059.8004 | 84921.742 | 97837.5727 | 96851.637 | 101473.6312 | 124337.9106 | 124810.5478 | 118050.1063 | 120572.4723 | 128999.6871 | 130715.5678 | 141836.962 | 140410.8958
Region | Technology | 2023-24 | 2024-25 | 2025-26 | 2026-27 | 2027-28 | 2028-29 | 2029-30 | 2030-31 | 2031-32 | 2032-33 | 2033-34 | 2034-35 | 2035-36 | 2036-37 | 2037-38 | 2038-39 | 2039-40 | 2040-41 | 2041-42 | 2042-43 | 2043-44 | 2044-45 | 2045-46 | 2046-47 | 2047-48 | 2048-49 | 2049-50
VIC1 | Black Coal | 0 | 0 | 0 | 0 | 0 | 0 | 0 | 0 | 0 | 0 | 0 | 0 | 0 | 0 | 0 | 0 | 0 | 0 | 0 | 0 | 0 | 0 | 0 | 0 | 0 | 0 | 0
VIC1 | Brown Coal | 29016.677 | 25469.7585 | 23783.1611 | 18620.5105 | 18880.6876 | 15627.0991 | 9889.8259 | 6501.5116 | 5132.9443 | 0 | 0 | 0 | 0 | 0 | 0 | 0 | 0 | 0 | 0 | 0 | 0 | 0 | 0 | 0 | 0 | 0 | 0
VIC1 | CCGT | 0 | 0 | 0 | 0 | 0 | 0 | 0 | 0 | 0 | 0 | 0 | 0 | 0 | 0 | 0 | 0 | 0 | 0 | 0 | 0 | 0 | 0 | 0 | 0 | 0 | 0 | 0
VIC1 | Gas - Steam | 16.9069 | 18.3586 | 70.613 | 164.6387 | 109.6261 | 209.6151 | 163.7957 | 980.032 | 136.9756 | 340.3013 | 373.4485 | 604.7875 | 324.3427 | 404.0503 | 545.0989 | 430.8526 | 0 | 0 | 0 | 0 | 0 | 0 | 0 | 0 | 0 | 0 | 0
VIC1 | OCGT / Diesel | 22.9955 | 15.804 | 39.2468 | 146.6376 | 84.6172 | 127.6477 | 77.7844 | 410.0488 | 50.0796 | 294.4243 | 306.0678 | 855.3789 | 542.587 | 487.03 | 1054.1943 | 627.7264 | 1791.7949 | 1307.2789 | 870.516 | 906.8825 | 2448.3838 | 1910.1335 | 2112.6724 | 3307.1321 | 2030.862 | 3049.6647 | 2430.1534
VIC1 | Hydro | 2748.329 | 3335.8044 | 3444.6331 | 3267.3461 | 2730.9426 | 4096.679 | 3415.4543 | 2953.6179 | 2956.2953 | 2698.0378 | 3297.1189 | 3404.6533 | 3240.9142 | 2710.4522 | 4078.5274 | 3415.35 | 2954.7738 | 2953.5372 | 2696.8209 | 3292.2962 | 3406.0795 | 3224.3795 | 2707.9044 | 4070.4046 | 4078.4798 | 4073.9802 | 4068.6391
VIC1 | Hydrogen Turbine | 0 | 0 | 0 | 0 | 0 | 0 | 0 | 0 | 0 | 0 | 0 | 0 | 0 | 0 | 0 | 0 | 0 | 0 | 0 | 0 | 0 | 0 | 0 | 0 | 0 | 0 | 0
VIC1 | Wind | 10176.7661 | 12808.2036 | 13168.5513 | 14838.3844 | 17698.5587 | 18737.8194 | 21965.6988 | 23239.8729 | 28029.592 | 26776.9195 | 29820.8944 | 31384.1003 | 34228.4616 | 38114.7106 | 39173.5727 | 43342.7911 | 43951.9081 | 50035.6726 | 45879.7136 | 48643.2974 | 48356.0113 | 48042.2564 | 48973.1075 | 49104.7364 | 54044.7847 | 53069.4101 | 59131.0818
VIC1 | Solar PV | 2205.752 | 1887.2801 | 1901.8485 | 1929.7482 | 1887.7028 | 1856.9631 | 1832.4278 | 1826.1691 | 2024.9561 | 3762.4801 | 3663.6011 | 3547.5552 | 3568.1711 | 3688.7307 | 3575.2556 | 3482.4968 | 3469.9808 | 3046.759 | 5191.3649 | 5511.7708 | 7081.9286 | 7817.9566 | 8700.895 | 7670.0315 | 7756.994 | 7687.5435 | 6966.4284
VIC1 | Grid Battery | 159.9887 | 148.9431 | 174.8932 | 171.8742 | 165.4092 | 158.4691 | 156.4759 | 255.9753 | 252.3642 | 425.9948 | 368.5758 | 338.0398 | 450.5971 | 422.9138 | 395.9398 | 384.5 | 378.7122 | 323.5441 | 1909.9994 | 1908.4206 | 2071.0061 | 2574.1811 | 2592.2373 | 2350.2031 | 2374.9408 | 2384.3697 | 2019.4374
VIC1 | Pumped Hydro | 0 | 0 | 0.00074992 | 0.0016669 | 0.0017024 | 0.0016685 | 0.0016871 | 0.0025791 | 0.0025244 | 0.0024974 | 0.0024466 | 0.0024217 | 0.0036434 | 0.0035389 | 0.0051827 | 0.005156 | 0.0055689 | 0.0061855 | 0.0065963 | 0.0061554 | 0.0091545 | 0.0097388 | 0.009509 | 0.0094332 | 0.009438 | 0.0096925 | 0.0098915
VIC1 | VPP | 40.8077 | 94.0835 | 209.9257 | 318.6648 | 449.0643 | 541.386 | 701.5666 | 789.8189 | 862.7023 | 969.0003 | 1122.0075 | 1203.1094 | 1444.4295 | 1604.4477 | 1656.8831 | 1730.9378 | 1824.0796 | 1705.5881 | 1924.0665 | 1961.8023 | 1926.4229 | 2155.8844 | 2345.3104 | 2248.4931 | 2387.2745 | 2475.2959 | 2309.3089
Total excluding storage |  | 44388.223 | 43778.2359 | 42792.8734 | 39457.806 | 42006.6101 | 41355.6801 | 38203.031 | 36957.0491 | 39445.912 | 35267.1605 | 38951.7164 | 41337.6268 | 43799.5069 | 47432.3389 | 50479.4769 | 53414.6598 | 54371.2551 | 59372.3861 | 58472.4879 | 62224.476 | 65289.8414 | 65724.8013 | 67432.1364 | 68751.0102 | 72673.3452 | 72740.2738 | 76925.0589
Region | Technology | 2023-24 | 2024-25 | 2025-26 | 2026-27 | 2027-28 | 2028-29 | 2029-30 | 2030-31 | 2031-32 | 2032-33 | 2033-34 | 2034-35 | 2035-36 | 2036-37 | 2037-38 | 2038-39 | 2039-40 | 2040-41 | 2041-42 | 2042-43 | 2043-44 | 2044-45 | 2045-46 | 2046-47 | 2047-48 | 2048-49 | 2049-50
SA1 | Black Coal | 0 | 0 | 0 | 0 | 0 | 0 | 0 | 0 | 0 | 0 | 0 | 0 | 0 | 0 | 0 | 0 | 0 | 0 | 0 | 0 | 0 | 0 | 0 | 0 | 0 | 0 | 0
SA1 | Brown Coal | 0 | 0 | 0 | 0 | 0 | 0 | 0 | 0 | 0 | 0 | 0 | 0 | 0 | 0 | 0 | 0 | 0 | 0 | 0 | 0 | 0 | 0 | 0 | 0 | 0 | 0 | 0
SA1 | CCGT | 1071.7768 | 746.4452 | 1161.5624 | 784.7694 | 687.3956 | 951.8656 | 911.9298 | 1352.3412 | 769.0364 | 931.1061 | 1192.5673 | 1509.8676 | 866.8058 | 1006.9107 | 0 | 0 | 0 | 0 | 0 | 0 | 0 | 0 | 0 | 0 | 0 | 0 | 0
SA1 | Gas - Steam | 95.4294 | 89.5734 | 270.642 | 0 | 0 | 0 | 0 | 0 | 0 | 0 | 0 | 0 | 0 | 0 | 0 | 0 | 0 | 0 | 0 | 0 | 0 | 0 | 0 | 0 | 0 | 0 | 0
SA1 | OCGT / Diesel | 166.0937 | 150.7576 | 306.8436 | 222.2716 | 174.3403 | 242.3154 | 230.4109 | 532.2687 | 230.6098 | 332.7395 | 512.9506 | 835.8362 | 400.0593 | 443.9727 | 646.9791 | 605.1743 | 961.2643 | 741.6799 | 447.5778 | 537.5337 | 1061.9273 | 393.5109 | 361.8779 | 341.9399 | 223.698 | 309.5709 | 271.3497
SA1 | Hydro | 0 | 0 | 0 | 0 | 0 | 0 | 0 | 0 | 0 | 0 | 0 | 0 | 0 | 0 | 0 | 0 | 0 | 0 | 0 | 0 | 0 | 0 | 0 | 0 | 0 | 0 | 0
SA1 | Hydrogen Turbine | 0 | 0 | 0 | 0 | 0 | 0 | 0 | 0 | 0 | 0 | 0 | 0 | 0 | 0 | 0 | 0 | 0 | 0 | 0 | 0 | 0 | 0 | 0 | 0 | 0 | 0 | 0
SA1 | Wind | 6750.8055 | 7906.1282 | 7658.6901 | 9448.9685 | 9292.5821 | 11101.0939 | 11408.0376 | 11338.2903 | 12193.6359 | 11810.5952 | 12257.779 | 11145.485 | 12077.4819 | 11706.3785 | 11946.5923 | 11910.5586 | 10704.3908 | 11819.8634 | 10705.9955 | 12480.778 | 11146.7012 | 13943.5078 | 13095.129 | 16106.0514 | 18051.3026 | 18134.8558 | 19409.6223
SA1 | Solar PV | 1292.0661 | 1109.9318 | 1141.9958 | 1103.0587 | 1112.5678 | 1098.3168 | 1062.5865 | 1009.6801 | 986.7077 | 1947.4592 | 1870.7539 | 2466.1967 | 2469.98 | 2687.4253 | 3928.0731 | 3961.6738 | 4012.6824 | 4754.5197 | 8737.6278 | 8288.6622 | 11709.9928 | 11714.2336 | 13055.006 | 11262.3852 | 10952.2168 | 11512.5732 | 11135.8739
SA1 | Grid Battery | 184.5185 | 187.6808 | 181.6874 | 178.9412 | 179.4691 | 175.9555 | 172.7948 | 166.7156 | 165.4075 | 1281.7155 | 1230.1556 | 1141.1601 | 1641.3584 | 1689.842 | 1629.2498 | 1616.8695 | 1611.3326 | 1713.781 | 3915.2345 | 3498.5126 | 4567.9715 | 4791.0054 | 5379.8607 | 4288.977 | 3984.502 | 4016.7241 | 3438.843
SA1 | Pumped Hydro | 0 | 0 | 0.00071446 | 0.0010629 | 0.0010938 | 0.0010844 | 0.0011097 | 0.001392 | 0.0014236 | 0.0014153 | 0.0013941 | 0.0014059 | 0.0017692 | 0.0017821 | 0.0022338 | 0.0022495 | 0.0023387 | 0.0026131 | 0.0030264 | 0.0029325 | 0.0030681 | 0.0038247 | 0.003867 | 0.0037651 | 0.0038265 | 0.0038561 | 0.0039601
SA1 | VPP | 70.5703 | 100.8461 | 129.3336 | 153.3973 | 183.776 | 212.761 | 263.7495 | 308.9117 | 361.4641 | 427.4287 | 507.1421 | 550.3452 | 623.8582 | 717.4075 | 755.8935 | 805.7574 | 843.8984 | 825.995 | 931.6481 | 961.9662 | 1011.0327 | 1040.1458 | 1160.7279 | 1119.1306 | 1087.1594 | 1153.2446 | 1124.8005
Total excluding storage |  | 9631.2602 | 10291.3633 | 10850.7556 | 11891.4079 | 11630.1319 | 13782.3093 | 14049.5103 | 14708.209 | 14706.8629 | 16731.0456 | 17571.3499 | 17648.8921 | 18079.5453 | 18251.9385 | 18906.79 | 18900.0358 | 18133.5708 | 19855.8416 | 24738.0868 | 25767.4557 | 29497.6286 | 31882.4073 | 33052.6054 | 33118.4879 | 34298.8826 | 35126.9724 | 35380.4934
Region | Technology | 2023-24 | 2024-25 | 2025-26 | 2026-27 | 2027-28 | 2028-29 | 2029-30 | 2030-31 | 2031-32 | 2032-33 | 2033-34 | 2034-35 | 2035-36 | 2036-37 | 2037-38 | 2038-39 | 2039-40 | 2040-41 | 2041-42 | 2042-43 | 2043-44 | 2044-45 | 2045-46 | 2046-47 | 2047-48 | 2048-49 | 2049-50
TAS1 | Black Coal | 0 | 0 | 0 | 0 | 0 | 0 | 0 | 0 | 0 | 0 | 0 | 0 | 0 | 0 | 0 | 0 | 0 | 0 | 0 | 0 | 0 | 0 | 0 | 0 | 0 | 0 | 0
TAS1 | Brown Coal | 0 | 0 | 0 | 0 | 0 | 0 | 0 | 0 | 0 | 0 | 0 | 0 | 0 | 0 | 0 | 0 | 0 | 0 | 0 | 0 | 0 | 0 | 0 | 0 | 0 | 0 | 0
TAS1 | CCGT | 0 | 0 | 0 | 0 | 0 | 0 | 0 | 0 | 0 | 0 | 0 | 0 | 0 | 0 | 0 | 0 | 0 | 0 | 0 | 0 | 0 | 0 | 0 | 0 | 0 | 0 | 0
TAS1 | Gas - Steam | 0 | 0 | 0 | 0 | 0 | 0 | 0 | 0 | 0 | 0 | 0 | 0 | 0 | 0 | 0 | 0 | 0 | 0 | 0 | 0 | 0 | 0 | 0 | 0 | 0 | 0 | 0
TAS1 | OCGT / Diesel | 6.3786e-05 | 0.00013069 | 0.00013882 | 0.17267 | 0.00015245 | 0.00016191 | 1.4196 | 4.1944 | 1.8707 | 8.9962 | 4.6225 | 21.8794 | 12.5135 | 9.0345 | 11.1769 | 10.5968 | 35.4597 | 6.733 | 6.0402 | 6.4359 | 7.9591 | 4.559 | 2.5307 | 3.2716 | 3.9011 | 7.705 | 6.1627
TAS1 | Hydro | 12030.8122 | 8825.2531 | 8958.8955 | 8470.1563 | 7268.4755 | 7773.0742 | 10209.5562 | 10275.6384 | 9749.1255 | 9595.8709 | 10575.208 | 10316.185 | 9001.3324 | 8614.3577 | 9299.4697 | 8779.456 | 8016.4784 | 7215.5787 | 7172.3667 | 7946.2941 | 8520.7924 | 7478.9866 | 7689.0477 | 8903.18 | 7993.0767 | 7990.7511 | 7101.5698
TAS1 | Hydrogen Turbine | 0 | 0 | 0 | 0 | 0 | 0 | 0 | 0 | 0 | 0 | 0 | 0 | 0 | 0 | 0 | 0 | 0 | 0 | 0 | 0 | 0 | 0 | 0 | 0 | 0 | 0 | 0
TAS1 | Wind | 1869.2334 | 4609.6405 | 4920.8727 | 5211.3715 | 5734.0644 | 5746.2532 | 7671.6589 | 7675.2541 | 11841.6289 | 11739.9579 | 11285.4632 | 11606.1129 | 11669.5584 | 12038.203 | 11472.9343 | 11120.6926 | 11111.7295 | 11847.7753 | 11619.7105 | 11329.8717 | 11785.8583 | 11683.7232 | 12205.9197 | 11791.9095 | 11460.8493 | 11137.5216 | 11933.0041
TAS1 | Solar PV | 0 | 0.00033759 | 0.00033392 | 0.00038189 | 0.0003678 | 0.00031259 | 0.00032877 | 0.00044133 | 0.00040262 | 0.00062913 | 0.00067074 | 0.00076247 | 0.00073813 | 0.00073534 | 0.00069044 | 0.00072349 | 0.0030981 | 205.8171 | 213.8593 | 247.1 | 231.2365 | 241.2169 | 243.1665 | 204.5219 | 230.7179 | 232.7922 | 212.1193
TAS1 | Grid Battery | 0 | 0.00067775 | 0.00079679 | 0.00090329 | 0.0010791 | 0.0010921 | 0.0013405 | 0.002266 | 0.0027506 | 0.0034532 | 0.0034178 | 0.0034722 | 0.0040073 | 0.0040601 | 0.0042065 | 0.0042949 | 0.0046328 | 0.0058617 | 0.0065845 | 0.0065466 | 0.0069655 | 0.0093965 | 0.0094208 | 0.0087579 | 0.0099402 | 0.0097743 | 0.011264
TAS1 | Pumped Hydro | 0 | 0 | 0.0011862 | 0.0012959 | 0.0015283 | 0.0017328 | 0.0027132 | 129.9528 | 173.7097 | 1007.8717 | 997.718 | 947.0904 | 1259.5139 | 1243.3593 | 1368.276 | 1290.9271 | 1386.428 | 1225.3965 | 1171.9102 | 1286.2197 | 1139.6883 | 1193.6816 | 1254.7427 | 1252.8692 | 1162.4919 | 1150.9346 | 1053.1965
TAS1 | VPP | 0.43828 | 4.086 | 5.889 | 10.7953 | 17.2958 | 23.9564 | 39.7459 | 50.399 | 69.9926 | 75.9266 | 87.7437 | 90.1083 | 105.3974 | 112.7721 | 124.8328 | 122.4393 | 139.3968 | 126.6624 | 135.2837 | 143.5129 | 138.9288 | 158.9487 | 165.9274 | 161.9072 | 165.1003 | 178.2188 | 170.6268
Total excluding storage |  | 13900.4839 | 13438.9808 | 13885.6597 | 13692.4984 | 13019.8389 | 13543.2871 | 17922.385 | 18135.4414 | 21836.3305 | 22428.6273 | 22950.7595 | 22981.3802 | 22048.3204 | 22017.7313 | 22276.6946 | 21324.1169 | 20689.5002 | 20627.969 | 20319.1772 | 20959.4409 | 21824.4703 | 20761.1256 | 21561.3442 | 22317.6681 | 21016.1472 | 20697.9329 | 20476.6906
Explicitly modelled pumping
Region | Technology | 2023-24 | 2024-25 | 2025-26 | 2026-27 | 2027-28 | 2028-29 | 2029-30 | 2030-31 | 2031-32 | 2032-33 | 2033-34 | 2034-35 | 2035-36 | 2036-37 | 2037-38 | 2038-39 | 2039-40 | 2040-41 | 2041-42 | 2042-43 | 2043-44 | 2044-45 | 2045-46 | 2046-47 | 2047-48 | 2048-49 | 2049-50
NEM | Grid Battery pump | 495.7966 | 493.5098 | 1101.7721 | 1674.3502 | 3320.4785 | 6002.1728 | 6238.6252 | 7355.7716 | 7208.0147 | 13213.5191 | 12831.8501 | 12280.7232 | 13402.2937 | 13480.1959 | 12106.9598 | 12334.8709 | 18188.2051 | 18214.0598 | 28386.6969 | 35284.043 | 34805.9039 | 37142.0315 | 37517.9017 | 31559.728 | 30890.2556 | 32249.2117 | 30886.3576
NEM | Pumped Hydro Pump | 1285.5715 | 2235.811 | 3268.1787 | 4799.504 | 5746.942 | 6298.7392 | 7510.9982 | 9743.1139 | 10414.5926 | 10391.5001 | 11712.4029 | 11664.3999 | 12876.7158 | 13680.8435 | 16084.4427 | 16561.2418 | 17499.5142 | 15490.5874 | 15561.7125 | 16949.3862 | 14459.1995 | 13942.5264 | 14306.6756 | 15880.4358 | 14482.016 | 14251.3749 | 11991.6534
NEM | VPP pump | 259.4366 | 519.3733 | 925.1163 | 1349.2303 | 1820.5514 | 2234.8129 | 2977.365 | 3590.7802 | 4153.5554 | 4846.1783 | 5748.6986 | 6404.5775 | 7440.4718 | 8376.8328 | 8735.4386 | 9400.6825 | 10056.0856 | 10091.7304 | 10959.7361 | 11414.7687 | 11585.2188 | 12346.8164 | 13209.7471 | 12912.3977 | 13397.7532 | 13835.9477 | 13865.8336
Region | Technology | 2023-24 | 2024-25 | 2025-26 | 2026-27 | 2027-28 | 2028-29 | 2029-30 | 2030-31 | 2031-32 | 2032-33 | 2033-34 | 2034-35 | 2035-36 | 2036-37 | 2037-38 | 2038-39 | 2039-40 | 2040-41 | 2041-42 | 2042-43 | 2043-44 | 2044-45 | 2045-46 | 2046-47 | 2047-48 | 2048-49 | 2049-50
NSW1 | Grid Battery pump | 24.4663 | 29.8417 | 613.9479 | 1193.1422 | 2844.438 | 3448.8426 | 3684.887 | 3973.6283 | 3782.0441 | 5682.8593 | 5310.1966 | 4951.6655 | 5356.6687 | 5216.3593 | 4774.7756 | 4775.7125 | 7298.5139 | 7035.4378 | 9575.9557 | 9687.983 | 8677.9481 | 10488.7824 | 9795.7476 | 8324.2349 | 7129.855 | 8439.8548 | 8240.8813
NSW1 | Pumped Hydro Pump | 667.8354 | 1279.5575 | 2340.3943 | 3542.9521 | 4443.5374 | 5311.6881 | 6344.2453 | 8070.185 | 8715.7261 | 7814.8865 | 9020.8451 | 8345.8349 | 9015.6548 | 9807.2872 | 8877.1839 | 8715.2253 | 7826.8637 | 6318.6074 | 6721.2778 | 7371.226 | 5862.5268 | 5787.0339 | 6266.2142 | 7151.984 | 6068.0943 | 5631.8508 | 4435.4192
NSW1 | VPP pump | 68.0036 | 156.8594 | 291.1713 | 427.013 | 574.0159 | 705.6631 | 941.4111 | 1174.2657 | 1383.4056 | 1663.3963 | 1986.9712 | 2236.5905 | 2641.4087 | 2945.3042 | 3104.9698 | 3358.1753 | 3612.8302 | 3652.4036 | 3987.155 | 4091.062 | 4122.3401 | 4469.779 | 4700.1498 | 4555.8626 | 4754.8733 | 4989.1022 | 5079.1055
Region | Technology | 2023-24 | 2024-25 | 2025-26 | 2026-27 | 2027-28 | 2028-29 | 2029-30 | 2030-31 | 2031-32 | 2032-33 | 2033-34 | 2034-35 | 2035-36 | 2036-37 | 2037-38 | 2038-39 | 2039-40 | 2040-41 | 2041-42 | 2042-43 | 2043-44 | 2044-45 | 2045-46 | 2046-47 | 2047-48 | 2048-49 | 2049-50
QLD1 | Grid Battery pump | 63.669 | 63.577 | 65.0335 | 65.4925 | 65.6938 | 2157.6998 | 2161.9412 | 2879.8769 | 2927.4451 | 5476.3477 | 5602.5067 | 5551.7179 | 5531.4629 | 5723.0692 | 4896.6606 | 5143.0896 | 8505.6307 | 8717.8636 | 11805.7304 | 19056.8323 | 18142.1135 | 17795.7399 | 18076.2589 | 15278.5023 | 16057.374 | 16139.1949 | 16069.6888
QLD1 | Pumped Hydro Pump | 617.7361 | 956.2536 | 927.7808 | 1256.5465 | 1303.3989 | 987.0452 | 1166.7456 | 1501.9331 | 1468.1941 | 1252.5189 | 1371.5763 | 2071.6295 | 2211.7917 | 2219.1179 | 5425.3017 | 6143.113 | 7852.7148 | 7545.926 | 7311.9822 | 7875.6554 | 7104.5352 | 6587.5976 | 6368.3402 | 7101.0532 | 6863.1789 | 7126.2496 | 6170.431
QLD1 | VPP pump | 60.2364 | 127.8763 | 227.9126 | 354.6272 | 479.6616 | 615.7421 | 850.5274 | 1067.598 | 1244.735 | 1450.6835 | 1743.6849 | 1995.4288 | 2246.4055 | 2566.692 | 2645.6082 | 2904.026 | 3150.5562 | 3300.718 | 3464.9702 | 3703.4956 | 3845.4478 | 3939.854 | 4174.793 | 4218.9907 | 4344.811 | 4384.5693 | 4545.862
Region | Technology | 2023-24 | 2024-25 | 2025-26 | 2026-27 | 2027-28 | 2028-29 | 2029-30 | 2030-31 | 2031-32 | 2032-33 | 2033-34 | 2034-35 | 2035-36 | 2036-37 | 2037-38 | 2038-39 | 2039-40 | 2040-41 | 2041-42 | 2042-43 | 2043-44 | 2044-45 | 2045-46 | 2046-47 | 2047-48 | 2048-49 | 2049-50
VIC1 | Grid Battery pump | 190.0028 | 177.8979 | 208.1721 | 204.0616 | 197.5003 | 188.069 | 186.8654 | 305.6403 | 302.9046 | 510.9841 | 441.8048 | 407.164 | 539.7726 | 508.0726 | 475.703 | 464.0549 | 452.9085 | 390.3002 | 2299.6086 | 2311.4694 | 2495.2687 | 3089.174 | 3140.1745 | 2814.5722 | 2878.372 | 2855.7366 | 2433.0567
VIC1 | Pumped Hydro Pump | 0 | 0 | 0.00099037 | 0.00219 | 0.0022513 | 0.0021841 | 0.0022308 | 0.0033853 | 0.0033307 | 0.0032842 | 0.00322 | 0.0031838 | 0.004788 | 0.0046746 | 0.0068195 | 0.0067892 | 0.0073025 | 0.0081924 | 0.0086345 | 0.0081431 | 0.011997 | 0.012813 | 0.0126 | 0.012321 | 0.012488 | 0.012685 | 0.013043
VIC1 | VPP pump | 47.8773 | 111.0109 | 247.1217 | 374.425 | 529.6553 | 635.5802 | 827.3535 | 927.2174 | 1017.8186 | 1138.9908 | 1318.6759 | 1419.0686 | 1695.1506 | 1887.5856 | 1949.2743 | 2043.5954 | 2138.7778 | 2014.5809 | 2255.601 | 2316.5107 | 2266.3049 | 2527.9015 | 2769.0667 | 2635.4078 | 2819.4441 | 2901.2269 | 2716.8339
Region | Technology | 2023-24 | 2024-25 | 2025-26 | 2026-27 | 2027-28 | 2028-29 | 2029-30 | 2030-31 | 2031-32 | 2032-33 | 2033-34 | 2034-35 | 2035-36 | 2036-37 | 2037-38 | 2038-39 | 2039-40 | 2040-41 | 2041-42 | 2042-43 | 2043-44 | 2044-45 | 2045-46 | 2046-47 | 2047-48 | 2048-49 | 2049-50
SA1 | Grid Battery pump | 217.6585 | 222.1925 | 214.6178 | 211.6529 | 212.8451 | 207.56 | 204.93 | 196.6233 | 195.6177 | 1543.3239 | 1477.338 | 1370.1717 | 1974.3848 | 2032.69 | 1959.8157 | 1952.0087 | 1931.1465 | 2070.4512 | 4705.3945 | 4227.7505 | 5490.5653 | 5768.324 | 6505.7094 | 5142.4082 | 4824.6427 | 4814.4137 | 4142.7175
SA1 | Pumped Hydro Pump | 0 | 0 | 0.0009416 | 0.0013971 | 0.0014454 | 0.0014206 | 0.0014666 | 0.0018269 | 0.0018741 | 0.0018638 | 0.0018351 | 0.0018463 | 0.0023274 | 0.0023499 | 0.0029371 | 0.0029651 | 0.0030682 | 0.0034549 | 0.0039659 | 0.0038726 | 0.0040259 | 0.0050313 | 0.005111 | 0.0049289 | 0.0050601 | 0.0050485 | 0.00522
SA1 | VPP pump | 82.8189 | 118.8111 | 151.9886 | 180.4674 | 216.7688 | 249.7453 | 311.1298 | 362.5894 | 425.2519 | 503.7451 | 596.1727 | 647.0422 | 733.9507 | 844.0087 | 889.2864 | 950.8272 | 989.9443 | 974.9232 | 1092.8921 | 1134.8777 | 1187.6891 | 1222.3093 | 1369.5588 | 1312.6277 | 1283.3324 | 1352.437 | 1323.2948
Region | Technology | 2023-24 | 2024-25 | 2025-26 | 2026-27 | 2027-28 | 2028-29 | 2029-30 | 2030-31 | 2031-32 | 2032-33 | 2033-34 | 2034-35 | 2035-36 | 2036-37 | 2037-38 | 2038-39 | 2039-40 | 2040-41 | 2041-42 | 2042-43 | 2043-44 | 2044-45 | 2045-46 | 2046-47 | 2047-48 | 2048-49 | 2049-50
TAS1 | Grid Battery pump | 0 | 0.00080543 | 0.00094636 | 0.0010727 | 0.0012825 | 0.0012972 | 0.0015934 | 0.0026922 | 0.0032751 | 0.0041142 | 0.0040666 | 0.0041358 | 0.004764 | 0.0048393 | 0.0049993 | 0.0051111 | 0.0055062 | 0.0069761 | 0.0078268 | 0.0077826 | 0.008278 | 0.011167 | 0.011212 | 0.010396 | 0.011829 | 0.011596 | 0.01339
TAS1 | Pumped Hydro Pump | 0 | 0 | 0.0015667 | 0.0017044 | 0.0020171 | 0.0022746 | 0.0035894 | 170.9905 | 230.6671 | 1324.0896 | 1319.9764 | 1246.9304 | 1649.2622 | 1654.4314 | 1781.9475 | 1702.8938 | 1819.9254 | 1626.0424 | 1528.44 | 1702.4928 | 1492.1214 | 1567.8771 | 1672.1035 | 1627.3813 | 1550.7254 | 1493.2568 | 1385.7849
TAS1 | VPP pump | 0.50047 | 4.8157 | 6.9222 | 12.6977 | 20.4498 | 28.0823 | 46.9432 | 59.1096 | 82.3442 | 89.3626 | 103.1939 | 106.4472 | 123.5563 | 133.2423 | 146.2998 | 144.0585 | 163.9771 | 149.1048 | 159.1178 | 168.8227 | 163.437 | 186.9726 | 196.1788 | 189.5089 | 195.2924 | 208.6124 | 200.7374
Non-controllable capacity
Region | Technology | 2023-24 | 2024-25 | 2025-26 | 2026-27 | 2027-28 | 2028-29 | 2029-30 | 2030-31 | 2031-32 | 2032-33 | 2033-34 | 2034-35 | 2035-36 | 2036-37 | 2037-38 | 2038-39 | 2039-40 | 2040-41 | 2041-42 | 2042-43 | 2043-44 | 2044-45 | 2045-46 | 2046-47 | 2047-48 | 2048-49 | 2049-50
NEM | Distributed PV | 26560.6016 | 29104.0967 | 31473.6633 | 37081.5432 | 40418.5958 | 38926.5586 | 43592.2929 | 48229.3969 | 51979.7521 | 54755.1652 | 55953.7685 | 56902.3907 | 63643.8244 | 66153.9262 | 61300.8009 | 66595.7504 | 71779.8603 | 75487.274 | 77777.5549 | 77977.9251 | 77783.2771 | 85452.7067 | 87607.0329 | 80381.6538 | 86543.9253 | 92200.6928 | 95960.9879
NEM | Behind the meter battery | 657.5137 | 1006.7447 | 1317.3393 | 1566.0098 | 1773.1566 | 1890.8424 | 2143.9911 | 2489.4047 | 2789.0704 | 3113.0752 | 3597.6322 | 4070.11 | 4511.1194 | 4860.9793 | 5165.9009 | 5364.9705 | 5454.5291 | 5447.6237 | 5401.3096 | 5348.7634 | 5404.7881 | 5430.708 | 5462.7544 | 5462.5562 | 5467.5685 | 5397.6579 | 5331.7203
NEM | Behind the meter battery pump | 773.9288 | 1184.9284 | 1550.1053 | 1843.1255 | 2087.3228 | 2225.0785 | 2523.5712 | 2929.616 | 3282.4864 | 3663.3641 | 4233.7384 | 4790.7173 | 5309.6304 | 5721.7019 | 6080.1627 | 6314.2799 | 6420.1964 | 6410.0458 | 6358.28 | 6294.3025 | 6360.4049 | 6392.115 | 6428.6141 | 6430.2842 | 6436.1891 | 6354.3022 | 6274.968
Region | Technology | 2023-24 | 2024-25 | 2025-26 | 2026-27 | 2027-28 | 2028-29 | 2029-30 | 2030-31 | 2031-32 | 2032-33 | 2033-34 | 2034-35 | 2035-36 | 2036-37 | 2037-38 | 2038-39 | 2039-40 | 2040-41 | 2041-42 | 2042-43 | 2043-44 | 2044-45 | 2045-46 | 2046-47 | 2047-48 | 2048-49 | 2049-50
NSW1 | Distributed PV | 8462.3385 | 9458.3162 | 10159.0762 | 12271.5737 | 13113.6881 | 12546.804 | 13815.0616 | 15639.2599 | 17348.1141 | 17854.1428 | 18611.9033 | 18922.4793 | 21829.4782 | 22416.5655 | 20726.2835 | 22104.3897 | 24295.3559 | 26132.7136 | 26218.1837 | 26660.5244 | 26477.5898 | 29878.3743 | 30218.882 | 27626.6637 | 29170.2276 | 31670.4989 | 33704.5634
NSW1 | Behind the meter battery | 236.0997 | 340.3977 | 426.8203 | 496.5989 | 552.178 | 593.1144 | 678.601 | 795.0042 | 915.6299 | 1045.6392 | 1229.8005 | 1397.7866 | 1551.5025 | 1674.213 | 1770.8636 | 1835.975 | 1865.6994 | 1856.8353 | 1844.8207 | 1833.1068 | 1857.9164 | 1869.6097 | 1877.4406 | 1875.4554 | 1868.3381 | 1847.8317 | 1820.6144
NSW1 | Behind the meter battery pump | 277.8328 | 400.6658 | 502.3022 | 584.3175 | 650.1429 | 698.0717 | 798.8828 | 935.9349 | 1077.2855 | 1230.342 | 1446.9719 | 1644.5885 | 1826.2437 | 1970.4983 | 2083.9438 | 2160.393 | 2196.8689 | 2184.5941 | 2172.0639 | 2156.8121 | 2185.7851 | 2201.4161 | 2209.4144 | 2207.8793 | 2199.915 | 2174.9865 | 2143.0425
Region | Technology | 2023-24 | 2024-25 | 2025-26 | 2026-27 | 2027-28 | 2028-29 | 2029-30 | 2030-31 | 2031-32 | 2032-33 | 2033-34 | 2034-35 | 2035-36 | 2036-37 | 2037-38 | 2038-39 | 2039-40 | 2040-41 | 2041-42 | 2042-43 | 2043-44 | 2044-45 | 2045-46 | 2046-47 | 2047-48 | 2048-49 | 2049-50
QLD1 | Distributed PV | 8227.6935 | 8801.311 | 9863.4451 | 11475.6724 | 12457.4377 | 11268.4695 | 13105.084 | 14471.0511 | 16095.1163 | 16714.6015 | 16849.2773 | 17798.0916 | 19695.8152 | 20424.5671 | 17788.0739 | 19963.1524 | 21368.2537 | 23094.2817 | 23468.3879 | 23181.6046 | 24006.8726 | 26011.0707 | 26622.9939 | 22900.3003 | 25459.338 | 26869.7455 | 28762.9682
QLD1 | Behind the meter battery | 170.7366 | 271.0266 | 364.6122 | 433.5151 | 491.3321 | 537.9626 | 628.6386 | 744.6914 | 834.1762 | 930.9932 | 1074.1494 | 1213.5721 | 1346.8461 | 1448.2671 | 1535.4985 | 1600.0345 | 1631.782 | 1631.2572 | 1608.2973 | 1592.3827 | 1609.1851 | 1612.6466 | 1621.0805 | 1616.2546 | 1614.1068 | 1594.795 | 1578.9698
QLD1 | Behind the meter battery pump | 200.9896 | 319.0374 | 429.0447 | 510.4005 | 578.2214 | 632.9301 | 739.7227 | 876.2329 | 981.9917 | 1095.8935 | 1264.3808 | 1428.9002 | 1585.3756 | 1705.2134 | 1807.0518 | 1884.0736 | 1919.9871 | 1919.529 | 1893.1536 | 1873.7884 | 1893.7201 | 1897.3207 | 1907.6047 | 1902.393 | 1900.3283 | 1877.9375 | 1857.7419
Region | Technology | 2023-24 | 2024-25 | 2025-26 | 2026-27 | 2027-28 | 2028-29 | 2029-30 | 2030-31 | 2031-32 | 2032-33 | 2033-34 | 2034-35 | 2035-36 | 2036-37 | 2037-38 | 2038-39 | 2039-40 | 2040-41 | 2041-42 | 2042-43 | 2043-44 | 2044-45 | 2045-46 | 2046-47 | 2047-48 | 2048-49 | 2049-50
VIC1 | Distributed PV | 5927.2192 | 6615.7267 | 7089.2973 | 8452.9512 | 9493.9945 | 9691.0714 | 10721.6826 | 11762.0101 | 11872.7118 | 13025.0994 | 13231.2584 | 12987.9308 | 14324.1638 | 15011.5217 | 14621.0269 | 15763.9665 | 16944.6695 | 16846.5259 | 18190.4559 | 18283.4941 | 17708.0148 | 19320.8985 | 20019.7175 | 19388.6033 | 20772.1582 | 22108.9801 | 21761.2072
VIC1 | Behind the meter battery | 143.293 | 255.764 | 357.528 | 445.5417 | 520.1297 | 534.0202 | 574.5348 | 646.8898 | 695.0103 | 741.5967 | 840.8801 | 953.3033 | 1060.5591 | 1150.0707 | 1245.2576 | 1291.8352 | 1313.6739 | 1317.4793 | 1309.5395 | 1283.2305 | 1289.176 | 1299.8888 | 1310.3468 | 1322.1048 | 1335.0646 | 1315.6099 | 1298.5463
VIC1 | Behind the meter battery pump | 168.7049 | 300.9657 | 420.6293 | 524.3864 | 612.3835 | 628.4616 | 676.2866 | 761.0496 | 817.9236 | 872.5457 | 989.6107 | 1122.4325 | 1248.0938 | 1353.2335 | 1466.2928 | 1520.0169 | 1546.0309 | 1550.041 | 1541.089 | 1510.2224 | 1517.4149 | 1529.652 | 1542.0634 | 1556.6244 | 1571.0173 | 1548.7907 | 1528.2244
Region | Technology | 2023-24 | 2024-25 | 2025-26 | 2026-27 | 2027-28 | 2028-29 | 2029-30 | 2030-31 | 2031-32 | 2032-33 | 2033-34 | 2034-35 | 2035-36 | 2036-37 | 2037-38 | 2038-39 | 2039-40 | 2040-41 | 2041-42 | 2042-43 | 2043-44 | 2044-45 | 2045-46 | 2046-47 | 2047-48 | 2048-49 | 2049-50
SA1 | Distributed PV | 3601.2396 | 3836.6945 | 3940.5566 | 4383.5313 | 4811.2285 | 4846.7445 | 5330.4758 | 5678.8981 | 5951.7698 | 6386.844 | 6448.2993 | 6380.437 | 6890.5661 | 7363.0567 | 7215.5741 | 7772.2023 | 8117.152 | 8332.5404 | 8752.0675 | 8666.5061 | 8424.5566 | 8962.749 | 9436.6247 | 9153.8367 | 9787.2603 | 10128.2605 | 10296.799
SA1 | Behind the meter battery | 89.6576 | 114.2984 | 136.4992 | 153.4714 | 168.7112 | 182.0004 | 212.3649 | 244.9938 | 278.8759 | 319.969 | 366.7485 | 408.2686 | 445.0039 | 472.6485 | 491.7265 | 509.3402 | 512.972 | 511.5296 | 508.7854 | 510.011 | 516.6645 | 516.2922 | 519.8793 | 515.4168 | 516.5139 | 506.6341 | 502.8644
SA1 | Behind the meter battery pump | 105.5364 | 134.5421 | 160.6012 | 180.616 | 198.5417 | 214.1386 | 250.02 | 288.3253 | 328.3143 | 376.4625 | 431.505 | 480.4342 | 523.687 | 556.4807 | 578.644 | 599.3439 | 603.8566 | 602.2642 | 599.156 | 600.4794 | 608.3176 | 607.9903 | 611.8434 | 606.4216 | 607.6875 | 596.3267 | 592.1078
Region | Technology | 2023-24 | 2024-25 | 2025-26 | 2026-27 | 2027-28 | 2028-29 | 2029-30 | 2030-31 | 2031-32 | 2032-33 | 2033-34 | 2034-35 | 2035-36 | 2036-37 | 2037-38 | 2038-39 | 2039-40 | 2040-41 | 2041-42 | 2042-43 | 2043-44 | 2044-45 | 2045-46 | 2046-47 | 2047-48 | 2048-49 | 2049-50
TAS1 | Distributed PV | 342.1107 | 392.0482 | 421.2881 | 497.8146 | 542.247 | 573.4692 | 619.9889 | 678.1777 | 712.0401 | 774.4775 | 813.0302 | 813.4519 | 903.8011 | 938.2152 | 949.8426 | 992.0395 | 1054.4291 | 1081.2124 | 1148.4599 | 1185.7959 | 1166.2433 | 1279.6142 | 1308.8147 | 1312.2497 | 1354.9412 | 1423.2078 | 1435.4501
TAS1 | Behind the meter battery | 17.7268 | 25.258 | 31.8796 | 36.8828 | 40.8056 | 43.7449 | 49.8517 | 57.8255 | 65.3781 | 74.8771 | 86.0537 | 97.1794 | 107.2079 | 115.78 | 122.5546 | 127.7856 | 130.4018 | 130.5224 | 129.8666 | 130.0323 | 131.846 | 132.2708 | 134.0073 | 133.3247 | 133.5451 | 132.7872 | 130.7254
TAS1 | Behind the meter battery pump | 20.8652 | 29.7174 | 37.5279 | 43.4051 | 48.0333 | 51.4765 | 58.6591 | 68.0734 | 76.9713 | 88.1205 | 101.27 | 114.362 | 126.2303 | 136.2759 | 144.2303 | 150.4525 | 153.4529 | 153.6175 | 152.8175 | 153.0002 | 155.1672 | 155.7358 | 157.6882 | 156.9658 | 157.2412 | 156.2607 | 153.8514

## Option 5_Capacity
Installed capacity by technology (MW) - Option 5, Step Change Scenario
Capacity calculated on 1 July. In early study years some wind and solar projects enter later in the financial year and are therefore reflected in the following financial year's capacity.
Explicitly modelled generation
Region | Technology | 2023-24 | 2024-25 | 2025-26 | 2026-27 | 2027-28 | 2028-29 | 2029-30 | 2030-31 | 2031-32 | 2032-33 | 2033-34 | 2034-35 | 2035-36 | 2036-37 | 2037-38 | 2038-39 | 2039-40 | 2040-41 | 2041-42 | 2042-43 | 2043-44 | 2044-45 | 2045-46 | 2046-47 | 2047-48 | 2048-49 | 2049-50
NEM | Black Coal | 16456 | 16456 | 15756 | 12176 | 10156 | 8277 | 7312 | 5912 | 5912 | 5182 | 3082 | 3082 | 3082 | 3082 | 3082 | 3082 | 852 | 426 | 426 | 0 | 0 | 0 | 0 | 0 | 0 | 0 | 0
NEM | Brown Coal | 4820 | 4820 | 4120 | 3370 | 3370 | 2810 | 1720 | 1160 | 1160 | 0 | 0 | 0 | 0 | 0 | 0 | 0 | 0 | 0 | 0 | 0 | 0 | 0 | 0 | 0 | 0 | 0 | 0
NEM | CCGT | 2954.9 | 2774.9 | 2774.9 | 2774.9 | 2774.9 | 2774.9 | 2774.9 | 2774.9 | 2774.9 | 2774.9 | 2774.9 | 2774.9 | 2774.9 | 2389.9 | 1860.9 | 1860.9 | 1716.5 | 1716.5 | 1716.5 | 1716.5 | 1276.5 | 1276.5 | 632 | 388 | 388 | 388 | 388
NEM | Gas - Steam | 1300 | 1300 | 1300 | 500 | 500 | 500 | 500 | 500 | 500 | 500 | 500 | 500 | 500 | 500 | 500 | 500 | 0 | 0 | 0 | 0 | 0 | 0 | 0 | 0 | 0 | 0 | 0
NEM | OCGT / Diesel | 7382.159 | 8132.1596 | 8132.1596 | 8132.1596 | 8132.1596 | 8342.1714 | 8342.1714 | 7959.6716 | 7959.6716 | 7682.8116 | 7089.3116 | 6972.3116 | 7666.9484 | 7666.9484 | 9646.6547 | 9646.6547 | 9206.6548 | 9086.6548 | 9088.4392 | 8994.4392 | 10471.1005 | 11458.1773 | 11458.1773 | 12495.5772 | 11911.5772 | 14577.5213 | 14058.5213
NEM | Hydro | 7492.42 | 7492.42 | 7492.42 | 7492.42 | 7492.42 | 7492.42 | 7492.42 | 7492.42 | 7492.42 | 7492.42 | 7492.42 | 7492.42 | 7492.42 | 7492.42 | 7406.02 | 7406.02 | 7406.02 | 7406.02 | 7406.02 | 7340.02 | 7340.02 | 7340.02 | 7340.02 | 7340.02 | 7340.02 | 7340.02 | 7340.02
NEM | Hydrogen Turbine | 0 | 0 | 0 | 0 | 0 | 0 | 0 | 0 | 0 | 0 | 0 | 0 | 0 | 0 | 0 | 0 | 0 | 0 | 0 | 0 | 0 | 0 | 0 | 0 | 0 | 0 | 0
NEM | Wind | 10055.738 | 16050.5657 | 16100.8651 | 18258.0663 | 22910.2679 | 28193.8576 | 29633.4378 | 32160.7936 | 33437.8332 | 36380.8076 | 38982.1579 | 39643.4591 | 41539.7672 | 42572.3337 | 46770.5047 | 46989.0249 | 47853.2399 | 49052.2192 | 49502.0859 | 51835.4863 | 53083.381 | 52828.8782 | 52199.6476 | 60237.9718 | 62966.6843 | 66713.7679 | 67281.2273
NEM | Solar PV | 9052.829 | 9912.9312 | 10778.0597 | 10778.0607 | 10778.0651 | 11306.9737 | 12395.5504 | 14595.6895 | 14883.1647 | 17867.4304 | 19936.06 | 21097.0598 | 21097.0598 | 20999.9945 | 25373.0907 | 26225.9132 | 35568.4852 | 40438.7859 | 46378.7562 | 55373.4782 | 59393.0556 | 59712.0347 | 60247.416 | 65005.0638 | 64534.9497 | 67374.0351 | 71362.3001
NEM | Grid Battery | 1004.93 | 1004.933 | 1429.7535 | 1429.7566 | 2059.6447 | 3293.3787 | 3368.3788 | 3634.2665 | 3664.0354 | 6009.6067 | 6095.7484 | 6070.7484 | 6438.2562 | 6388.2563 | 6388.2566 | 6388.2567 | 8899.2715 | 9089.9305 | 13367.1426 | 16488.9229 | 17129.9395 | 18412.2652 | 17977.4468 | 17977.4457 | 17347.5584 | 18351.7858 | 18276.7872
NEM | Pumped Hydro | 810 | 810 | 1533.6649 | 1533.6657 | 3595.6268 | 3706.0281 | 3706.0286 | 3785.8977 | 3785.8977 | 4260.297 | 4260.2972 | 4531.9733 | 4690.2284 | 4690.2284 | 6361.3715 | 6361.3715 | 6939.3678 | 6939.368 | 6939.3683 | 6939.3684 | 6939.37 | 6954.8665 | 6954.8665 | 7715.2734 | 7715.2734 | 7715.2735 | 7715.2735
NEM | VPP | 318.73 | 623.03 | 1035.46 | 1538.9 | 2142.79 | 2807.6 | 3819.27 | 4674.27 | 5519.2001 | 6499.25 | 7698.5399 | 9010.2399 | 10339.3001 | 11714.6999 | 13054.31 | 14363.1999 | 15318.2998 | 16214.4898 | 16978.9203 | 17751.1898 | 18511.9699 | 19307.4097 | 20087.2598 | 20907.45 | 21712.49 | 22566.1805 | 23396.9398
Total excluding storage |  | 61647.706 | 69376.9395 | 70453.2828 | 67983.9291 | 73911.8742 | 79504.3294 | 81064.1569 | 84649.909 | 87089.1227 | 94649.5234 | 97911.435 | 101175.1122 | 105620.88 | 107496.7811 | 120443.1083 | 122823.3409 | 133759.839 | 140369.9682 | 151803.2325 | 166439.4047 | 174145.3365 | 177290.1515 | 176896.834 | 192066.8017 | 193916.5529 | 205026.584 | 209819.0692
Region | Technology | 2023-24 | 2024-25 | 2025-26 | 2026-27 | 2027-28 | 2028-29 | 2029-30 | 2030-31 | 2031-32 | 2032-33 | 2033-34 | 2034-35 | 2035-36 | 2036-37 | 2037-38 | 2038-39 | 2039-40 | 2040-41 | 2041-42 | 2042-43 | 2043-44 | 2044-45 | 2045-46 | 2046-47 | 2047-48 | 2048-49 | 2049-50
NSW1 | Black Coal | 8330 | 8330 | 8330 | 5450 | 4130 | 3445 | 2760 | 2760 | 2760 | 2760 | 1390 | 1390 | 1390 | 1390 | 1390 | 1390 | 0 | 0 | 0 | 0 | 0 | 0 | 0 | 0 | 0 | 0 | 0
NSW1 | Brown Coal | 0 | 0 | 0 | 0 | 0 | 0 | 0 | 0 | 0 | 0 | 0 | 0 | 0 | 0 | 0 | 0 | 0 | 0 | 0 | 0 | 0 | 0 | 0 | 0 | 0 | 0 | 0
NSW1 | CCGT | 440 | 440 | 440 | 440 | 440 | 440 | 440 | 440 | 440 | 440 | 440 | 440 | 440 | 440 | 440 | 440 | 440 | 440 | 440 | 440 | 0 | 0 | 0 | 0 | 0 | 0 | 0
NSW1 | Gas - Steam | 0 | 0 | 0 | 0 | 0 | 0 | 0 | 0 | 0 | 0 | 0 | 0 | 0 | 0 | 0 | 0 | 0 | 0 | 0 | 0 | 0 | 0 | 0 | 0 | 0 | 0 | 0
NSW1 | OCGT / Diesel | 1888.999 | 2638.9995 | 2638.9995 | 2638.9995 | 2638.9995 | 2638.9995 | 2638.9995 | 2638.9995 | 2638.9995 | 2638.9995 | 2638.9995 | 2638.9995 | 2638.9995 | 2638.9995 | 3726.2631 | 3726.2631 | 3726.2631 | 3726.2631 | 3726.2631 | 3726.2631 | 3726.2634 | 3147.8723 | 3147.8723 | 3333.0736 | 3333.0736 | 3439.9929 | 3439.9929
NSW1 | Hydro | 2525 | 2525 | 2525 | 2525 | 2525 | 2525 | 2525 | 2525 | 2525 | 2525 | 2525 | 2525 | 2525 | 2525 | 2525 | 2525 | 2525 | 2525 | 2525 | 2525 | 2525 | 2525 | 2525 | 2525 | 2525 | 2525 | 2525
NSW1 | Hydrogen Turbine | 0 | 0 | 0 | 0 | 0 | 0 | 0 | 0 | 0 | 0 | 0 | 0 | 0 | 0 | 0 | 0 | 0 | 0 | 0 | 0 | 0 | 0 | 0 | 0 | 0 | 0 | 0
NSW1 | Wind | 1886.96 | 4667.282 | 4717.5814 | 5592.5038 | 8808.7759 | 9583.9829 | 9750.936 | 9821.5749 | 9821.5749 | 10886.6776 | 11487.659 | 11653.4114 | 13104.9528 | 13322.3194 | 14255.5733 | 14053.0934 | 14055.8931 | 13998.393 | 14042.2536 | 15208.1996 | 16084.719 | 16084.7196 | 16184.0388 | 17653.1722 | 18484.1983 | 18985.2935 | 18872.1036
NSW1 | Solar PV | 3745.541 | 4459.6422 | 5324.7695 | 5324.7696 | 5324.7739 | 5788.1276 | 6849.9536 | 8277.4312 | 8277.4312 | 8863.3378 | 10013.5959 | 10013.5964 | 10013.5964 | 10037.5311 | 11296.7831 | 11630.7706 | 14311.115 | 15833.7027 | 17719.0588 | 18997.1388 | 19463.1121 | 19463.1121 | 19463.1121 | 20757.8801 | 20724.7727 | 22253.9002 | 23785.3135
NSW1 | Grid Battery | 50 | 50.002 | 474.8222 | 474.8224 | 1104.7103 | 1479.3804 | 1554.3803 | 1554.3814 | 1554.3814 | 2256.9527 | 2256.9527 | 2256.9527 | 2256.9538 | 2206.9539 | 2206.9539 | 2206.9539 | 3363.0332 | 3363.0337 | 4132.1408 | 4488.4057 | 4488.4076 | 5097.5497 | 4672.7315 | 4672.733 | 4042.8453 | 4583.2577 | 4508.2578
NSW1 | Pumped Hydro | 240 | 240 | 713.6635 | 713.6635 | 2775.6245 | 2775.6246 | 2775.6246 | 2775.6246 | 2775.6246 | 2775.6246 | 2775.6246 | 2775.6246 | 2775.6248 | 2775.6248 | 2775.626 | 2775.626 | 2775.626 | 2775.626 | 2775.6261 | 2775.6261 | 2775.6265 | 2775.6303 | 2775.6303 | 2775.6304 | 2775.6304 | 2775.6304 | 2775.6304
NSW1 | VPP | 97.18 | 193.89 | 321.47 | 477.31 | 663.94 | 884.26 | 1223.6 | 1508.4199 | 1818.1601 | 2178.94 | 2618.45 | 3090.16 | 3561.6901 | 4049.33 | 4508.48 | 4960.7201 | 5286.7 | 5588.1199 | 5842.6702 | 6109.57 | 6370.5701 | 6645.5899 | 6914.0398 | 7197.4098 | 7473.8901 | 7766.0502 | 8050.0099
Total excluding storage |  | 19203.68 | 23544.8157 | 25486.3061 | 23637.0688 | 28411.8241 | 29560.375 | 30518.4941 | 32301.4316 | 32611.1717 | 35325.5322 | 36146.2818 | 36783.7446 | 38706.8175 | 39385.7587 | 43124.6794 | 43708.4271 | 46483.6306 | 48250.1385 | 51203.0126 | 54270.2031 | 55433.6987 | 55739.4739 | 55682.4248 | 58914.899 | 59359.4105 | 62329.1249 | 63956.308
Region | Technology | 2023-24 | 2024-25 | 2025-26 | 2026-27 | 2027-28 | 2028-29 | 2029-30 | 2030-31 | 2031-32 | 2032-33 | 2033-34 | 2034-35 | 2035-36 | 2036-37 | 2037-38 | 2038-39 | 2039-40 | 2040-41 | 2041-42 | 2042-43 | 2043-44 | 2044-45 | 2045-46 | 2046-47 | 2047-48 | 2048-49 | 2049-50
QLD1 | Black Coal | 8126 | 8126 | 7426 | 6726 | 6026 | 4832 | 4552 | 3152 | 3152 | 2422 | 1692 | 1692 | 1692 | 1692 | 1692 | 1692 | 852 | 426 | 426 | 0 | 0 | 0 | 0 | 0 | 0 | 0 | 0
QLD1 | Brown Coal | 0 | 0 | 0 | 0 | 0 | 0 | 0 | 0 | 0 | 0 | 0 | 0 | 0 | 0 | 0 | 0 | 0 | 0 | 0 | 0 | 0 | 0 | 0 | 0 | 0 | 0 | 0
QLD1 | CCGT | 1597.9 | 1597.9 | 1597.9 | 1597.9 | 1597.9 | 1597.9 | 1597.9 | 1597.9 | 1597.9 | 1597.9 | 1597.9 | 1597.9 | 1597.9 | 1212.9 | 1212.9 | 1212.9 | 1068.5 | 1068.5 | 1068.5 | 1068.5 | 1068.5 | 1068.5 | 424 | 180 | 180 | 180 | 180
QLD1 | Gas - Steam | 0 | 0 | 0 | 0 | 0 | 0 | 0 | 0 | 0 | 0 | 0 | 0 | 0 | 0 | 0 | 0 | 0 | 0 | 0 | 0 | 0 | 0 | 0 | 0 | 0 | 0 | 0
QLD1 | OCGT / Diesel | 1954.5 | 1954.5 | 1954.5 | 1954.5 | 1954.5 | 2164.5117 | 2164.5117 | 2164.5117 | 2164.5117 | 2164.5117 | 1741.0117 | 1624.0117 | 1624.0117 | 1624.0117 | 2387.7377 | 2387.7377 | 2387.7377 | 2387.7377 | 2387.7377 | 2387.7377 | 2387.7377 | 2387.7378 | 2387.7378 | 3393.9363 | 3393.9363 | 5952.9612 | 5433.9612
QLD1 | Hydro | 152.4 | 152.4 | 152.4 | 152.4 | 152.4 | 152.4 | 152.4 | 152.4 | 152.4 | 152.4 | 152.4 | 152.4 | 152.4 | 152.4 | 66 | 66 | 66 | 66 | 66 | 0 | 0 | 0 | 0 | 0 | 0 | 0 | 0
QLD1 | Hydrogen Turbine | 0 | 0 | 0 | 0 | 0 | 0 | 0 | 0 | 0 | 0 | 0 | 0 | 0 | 0 | 0 | 0 | 0 | 0 | 0 | 0 | 0 | 0 | 0 | 0 | 0 | 0 | 0
QLD1 | Wind | 1133.518 | 2421.0476 | 2421.0476 | 2945.7649 | 4106.5195 | 7100.6135 | 7149.6934 | 8743.0525 | 8758.5286 | 10033.7989 | 11392.2468 | 11413.129 | 11413.1291 | 11413.1291 | 13355.6242 | 13355.6242 | 13355.6242 | 13634.2136 | 14040.2197 | 14751.1844 | 15341.9812 | 14888.9812 | 14845.7812 | 19050.9184 | 19605.0047 | 21440.3713 | 21455.2681
QLD1 | Solar PV | 3646.985 | 3792.985 | 3792.9858 | 3792.9858 | 3792.9858 | 3858.5407 | 3885.2913 | 4657.9515 | 4951.5465 | 6152.1404 | 7070.5119 | 7940.2951 | 7940.2951 | 7819.2951 | 9810.423 | 10329.2579 | 16783.2904 | 19438.7872 | 19837.4853 | 27430.4983 | 27265.8884 | 27064.7884 | 27400.7405 | 30494.3949 | 30136.5881 | 31059.0302 | 33433.174
QLD1 | Grid Battery | 100 | 100.0002 | 100.0003 | 100.0005 | 100.0006 | 959.0645 | 959.0645 | 1202.6915 | 1232.4601 | 2244.2477 | 2385.7194 | 2385.7194 | 2385.7194 | 2385.7194 | 2385.7194 | 2385.7194 | 3740.6549 | 3740.6549 | 5089.8639 | 7855.3794 | 7855.3795 | 7855.3788 | 7855.3788 | 7855.3787 | 7855.3786 | 8319.1935 | 8319.1935
QLD1 | Pumped Hydro | 570 | 570 | 820.0003 | 820.0005 | 820.0005 | 930.4015 | 930.4015 | 930.4015 | 930.4015 | 930.4015 | 930.4016 | 1202.0777 | 1202.0777 | 1202.0777 | 2813.3442 | 2813.3442 | 3391.3404 | 3391.3404 | 3391.3404 | 3391.3404 | 3391.3404 | 3391.3404 | 3391.3404 | 4151.7472 | 4151.7472 | 4151.7472 | 4151.7472
QLD1 | VPP | 70.65 | 151.98 | 266.91 | 406.55 | 573.37 | 775 | 1088.95 | 1359.6801 | 1609.11 | 1901.09 | 2255.9299 | 2641.22 | 3035.73 | 3438.95 | 3828.0601 | 4218.1699 | 4496.1499 | 4751.3198 | 4961.6001 | 5182.0498 | 5399.3799 | 5623.0098 | 5842.4302 | 6071.3901 | 6296.3501 | 6536.04 | 6765.5898
Total excluding storage |  | 17351.953 | 18866.8127 | 18531.744 | 18496.1017 | 19123.6764 | 22370.432 | 22480.2125 | 23960.5889 | 24548.8585 | 27598.4903 | 29218.1213 | 30648.753 | 31043.263 | 30940.4831 | 37551.8086 | 38460.7533 | 46141.2975 | 48904.5537 | 51268.7471 | 62066.6901 | 62710.2071 | 62279.7363 | 62147.4088 | 71197.7656 | 71619.005 | 77639.3435 | 79738.9339
Region | Technology | 2023-24 | 2024-25 | 2025-26 | 2026-27 | 2027-28 | 2028-29 | 2029-30 | 2030-31 | 2031-32 | 2032-33 | 2033-34 | 2034-35 | 2035-36 | 2036-37 | 2037-38 | 2038-39 | 2039-40 | 2040-41 | 2041-42 | 2042-43 | 2043-44 | 2044-45 | 2045-46 | 2046-47 | 2047-48 | 2048-49 | 2049-50
VIC1 | Black Coal | 0 | 0 | 0 | 0 | 0 | 0 | 0 | 0 | 0 | 0 | 0 | 0 | 0 | 0 | 0 | 0 | 0 | 0 | 0 | 0 | 0 | 0 | 0 | 0 | 0 | 0 | 0
VIC1 | Brown Coal | 4820 | 4820 | 4120 | 3370 | 3370 | 2810 | 1720 | 1160 | 1160 | 0 | 0 | 0 | 0 | 0 | 0 | 0 | 0 | 0 | 0 | 0 | 0 | 0 | 0 | 0 | 0 | 0 | 0
VIC1 | CCGT | 0 | 0 | 0 | 0 | 0 | 0 | 0 | 0 | 0 | 0 | 0 | 0 | 0 | 0 | 0 | 0 | 0 | 0 | 0 | 0 | 0 | 0 | 0 | 0 | 0 | 0 | 0
VIC1 | Gas - Steam | 500 | 500 | 500 | 500 | 500 | 500 | 500 | 500 | 500 | 500 | 500 | 500 | 500 | 500 | 500 | 500 | 0 | 0 | 0 | 0 | 0 | 0 | 0 | 0 | 0 | 0 | 0
VIC1 | OCGT / Diesel | 1900 | 1900.0002 | 1900.0002 | 1900.0002 | 1900.0002 | 1900.0002 | 1900.0002 | 1900.0002 | 1900.0002 | 1900.0002 | 1730.0002 | 1730.0002 | 2504.636 | 2504.636 | 2616.4201 | 2616.4201 | 2176.4201 | 2176.4201 | 2178.2042 | 2084.2042 | 3190.0799 | 4965.5471 | 4965.5471 | 4965.5471 | 4381.5471 | 4381.5471 | 4381.5471
VIC1 | Hydro | 2264.02 | 2264.02 | 2264.02 | 2264.02 | 2264.02 | 2264.02 | 2264.02 | 2264.02 | 2264.02 | 2264.02 | 2264.02 | 2264.02 | 2264.02 | 2264.02 | 2264.02 | 2264.02 | 2264.02 | 2264.02 | 2264.02 | 2264.02 | 2264.02 | 2264.02 | 2264.02 | 2264.02 | 2264.02 | 2264.02 | 2264.02
VIC1 | Hydrogen Turbine | 0 | 0 | 0 | 0 | 0 | 0 | 0 | 0 | 0 | 0 | 0 | 0 | 0 | 0 | 0 | 0 | 0 | 0 | 0 | 0 | 0 | 0 | 0 | 0 | 0 | 0 | 0
VIC1 | Wind | 4121.91 | 5003.8387 | 5003.8387 | 5392.3039 | 5636.1185 | 6312.0884 | 6979.9567 | 7667.6174 | 8067.6174 | 8534.1408 | 9148.3079 | 9622.9745 | 10289.6411 | 11289.641 | 12222.441 | 12802.4411 | 13802.4412 | 14573.5918 | 14573.5918 | 14568.8606 | 14476.5364 | 14192.4794 | 13850.3294 | 14859.9292 | 15576.131 | 16533.999 | 16878.0702
VIC1 | Solar PV | 1081.573 | 1081.5733 | 1081.5733 | 1081.5741 | 1081.5741 | 1081.5741 | 1081.5742 | 1081.5746 | 1081.5748 | 1837.9498 | 1837.9498 | 1837.9499 | 1837.9499 | 1837.9499 | 1904.4204 | 1904.4205 | 2014.7883 | 2014.7883 | 3261.358 | 3331.8534 | 4744.4943 | 5038.3389 | 5245.1482 | 5313.923 | 5313.9231 | 5328.9125 | 5229.8349
VIC1 | Grid Battery | 375.33 | 375.3304 | 375.3304 | 375.3325 | 375.3325 | 375.3325 | 375.3325 | 427.5823 | 427.5823 | 516.7292 | 461.3993 | 461.3993 | 524.3248 | 524.3248 | 524.3248 | 524.3248 | 524.3248 | 524.3252 | 1558.5196 | 1558.5196 | 1879.3075 | 2177.1796 | 2177.1796 | 2177.1776 | 2177.1777 | 2177.1777 | 2177.1784
VIC1 | Pumped Hydro | 0 | 0 | 0.00030612 | 0.00069573 | 0.00069936 | 0.00070257 | 0.000707 | 0.0010573 | 0.0010582 | 0.0010628 | 0.0010669 | 0.0010711 | 0.0014215 | 0.0014288 | 0.0021463 | 0.0021501 | 0.0021577 | 0.0023273 | 0.0024416 | 0.0024538 | 0.0036058 | 0.0036174 | 0.0036287 | 0.0036392 | 0.0036456 | 0.0036594 | 0.0036737
VIC1 | VPP | 55.8 | 137.17 | 254.76 | 407.72 | 597.23 | 772.53 | 1024.9 | 1224.19 | 1402.07 | 1599.26 | 1857.38 | 2156.22 | 2463.1699 | 2788.1399 | 3128.7199 | 3444.1299 | 3686.7299 | 3923.1 | 4132.3601 | 4321.16 | 4507.69 | 4703.0901 | 4895.4999 | 5098.49 | 5298.7098 | 5511.8401 | 5721.1202
Total excluding storage |  | 15118.633 | 16081.9326 | 15499.5229 | 15290.9514 | 15724.276 | 16015.5459 | 15845.7843 | 16224.9855 | 16802.8657 | 17152.1011 | 17799.0581 | 18572.5649 | 20383.7432 | 21708.7131 | 23160.3484 | 24055.7585 | 24468.7264 | 25476.2476 | 27968.0562 | 28128.6202 | 31062.1317 | 33340.6586 | 33397.7277 | 34679.0906 | 35011.5123 | 36197.5 | 36651.7745
Region | Technology | 2023-24 | 2024-25 | 2025-26 | 2026-27 | 2027-28 | 2028-29 | 2029-30 | 2030-31 | 2031-32 | 2032-33 | 2033-34 | 2034-35 | 2035-36 | 2036-37 | 2037-38 | 2038-39 | 2039-40 | 2040-41 | 2041-42 | 2042-43 | 2043-44 | 2044-45 | 2045-46 | 2046-47 | 2047-48 | 2048-49 | 2049-50
SA1 | Black Coal | 0 | 0 | 0 | 0 | 0 | 0 | 0 | 0 | 0 | 0 | 0 | 0 | 0 | 0 | 0 | 0 | 0 | 0 | 0 | 0 | 0 | 0 | 0 | 0 | 0 | 0 | 0
SA1 | Brown Coal | 0 | 0 | 0 | 0 | 0 | 0 | 0 | 0 | 0 | 0 | 0 | 0 | 0 | 0 | 0 | 0 | 0 | 0 | 0 | 0 | 0 | 0 | 0 | 0 | 0 | 0 | 0
SA1 | CCGT | 709 | 529 | 529 | 529 | 529 | 529 | 529 | 529 | 529 | 529 | 529 | 529 | 529 | 529 | 0 | 0 | 0 | 0 | 0 | 0 | 0 | 0 | 0 | 0 | 0 | 0 | 0
SA1 | Gas - Steam | 800 | 800 | 800 | 0 | 0 | 0 | 0 | 0 | 0 | 0 | 0 | 0 | 0 | 0 | 0 | 0 | 0 | 0 | 0 | 0 | 0 | 0 | 0 | 0 | 0 | 0 | 0
SA1 | OCGT / Diesel | 1460.66 | 1460.66 | 1460.66 | 1460.66 | 1460.66 | 1460.66 | 1460.66 | 1078.1601 | 1078.1601 | 801.3001 | 801.3001 | 801.3001 | 721.3007 | 721.3007 | 738.2333 | 738.2333 | 738.2333 | 738.2333 | 738.2333 | 738.2333 | 1109.0186 | 899.0186 | 899.0186 | 745.0186 | 745.0186 | 745.0186 | 745.0186
SA1 | Hydro | 0 | 0 | 0 | 0 | 0 | 0 | 0 | 0 | 0 | 0 | 0 | 0 | 0 | 0 | 0 | 0 | 0 | 0 | 0 | 0 | 0 | 0 | 0 | 0 | 0 | 0 | 0
SA1 | Hydrogen Turbine | 0 | 0 | 0 | 0 | 0 | 0 | 0 | 0 | 0 | 0 | 0 | 0 | 0 | 0 | 0 | 0 | 0 | 0 | 0 | 0 | 0 | 0 | 0 | 0 | 0 | 0 | 0
SA1 | Wind | 2349.75 | 2784.2786 | 2784.2786 | 3098.721 | 3065.721 | 3809.0679 | 3904.5834 | 4042.8036 | 4042.8036 | 4178.4075 | 4206.1614 | 4206.1614 | 3984.2614 | 3799.4615 | 4189.0835 | 4030.0835 | 3754.2834 | 3894.0704 | 3894.0704 | 4355.2915 | 4228.1942 | 4854.7477 | 4511.5478 | 5866.0016 | 6493.4 | 6946.1538 | 7267.8351
SA1 | Solar PV | 578.73 | 578.7307 | 578.7311 | 578.7311 | 578.7311 | 578.7311 | 578.7312 | 578.7319 | 572.6119 | 1014.0019 | 1014.002 | 1305.2178 | 1305.2178 | 1305.2178 | 2361.4636 | 2361.4636 | 2459.2887 | 3001.5072 | 5410.8536 | 5463.9872 | 7769.5602 | 7995.7944 | 7988.4144 | 8288.865 | 8209.665 | 8582.1911 | 8763.9767
SA1 | Grid Battery | 479.6 | 479.6003 | 479.6004 | 479.6009 | 479.6009 | 479.6009 | 479.6009 | 449.6103 | 449.6103 | 991.6754 | 991.6754 | 966.6754 | 1271.2566 | 1271.2566 | 1271.2568 | 1271.2568 | 1271.2568 | 1461.9151 | 2586.6162 | 2586.6162 | 2906.8428 | 3282.1541 | 3272.1541 | 3272.1535 | 3272.1535 | 3272.1535 | 3272.1539
SA1 | Pumped Hydro | 0 | 0 | 0.00016972 | 0.0003841 | 0.00038908 | 0.00039215 | 0.00039887 | 0.00050251 | 0.00050363 | 0.00051658 | 0.00052273 | 0.00052799 | 0.00062599 | 0.00063082 | 0.00079937 | 0.00080318 | 0.00081241 | 0.0008788 | 0.00098407 | 0.0010042 | 0.0010549 | 0.0012684 | 0.0012707 | 0.0012736 | 0.0012773 | 0.0012825 | 0.0012947
SA1 | VPP | 88.62 | 126.93 | 170.25 | 214.27 | 262.04 | 314.13 | 396.52 | 477.31 | 565.27 | 670.98 | 790.06 | 915.3 | 1040.16 | 1167.34 | 1287.02 | 1406.9399 | 1492.74 | 1574.29 | 1645.8199 | 1722.14 | 1798.65 | 1879.62 | 1959.37 | 2043.49 | 2126.73 | 2214.3501 | 2301.9099
Total excluding storage |  | 6466.36 | 6759.1996 | 6802.5202 | 6360.9833 | 6375.7534 | 7171.1903 | 7349.0958 | 7155.6165 | 7237.4565 | 8185.3655 | 8332.1994 | 8723.6552 | 8851.1972 | 8793.5771 | 9847.0579 | 9807.9779 | 9715.803 | 10670.0169 | 14275.5945 | 14866.2692 | 17812.2668 | 18911.3361 | 18630.5062 | 20215.5299 | 20846.9683 | 21759.8684 | 22350.8954
Region | Technology | 2023-24 | 2024-25 | 2025-26 | 2026-27 | 2027-28 | 2028-29 | 2029-30 | 2030-31 | 2031-32 | 2032-33 | 2033-34 | 2034-35 | 2035-36 | 2036-37 | 2037-38 | 2038-39 | 2039-40 | 2040-41 | 2041-42 | 2042-43 | 2043-44 | 2044-45 | 2045-46 | 2046-47 | 2047-48 | 2048-49 | 2049-50
TAS1 | Black Coal | 0 | 0 | 0 | 0 | 0 | 0 | 0 | 0 | 0 | 0 | 0 | 0 | 0 | 0 | 0 | 0 | 0 | 0 | 0 | 0 | 0 | 0 | 0 | 0 | 0 | 0 | 0
TAS1 | Brown Coal | 0 | 0 | 0 | 0 | 0 | 0 | 0 | 0 | 0 | 0 | 0 | 0 | 0 | 0 | 0 | 0 | 0 | 0 | 0 | 0 | 0 | 0 | 0 | 0 | 0 | 0 | 0
TAS1 | CCGT | 208 | 208 | 208 | 208 | 208 | 208 | 208 | 208 | 208 | 208 | 208 | 208 | 208 | 208 | 208 | 208 | 208 | 208 | 208 | 208 | 208 | 208 | 208 | 208 | 208 | 208 | 208
TAS1 | Gas - Steam | 0 | 0 | 0 | 0 | 0 | 0 | 0 | 0 | 0 | 0 | 0 | 0 | 0 | 0 | 0 | 0 | 0 | 0 | 0 | 0 | 0 | 0 | 0 | 0 | 0 | 0 | 0
TAS1 | OCGT / Diesel | 178 | 178 | 178 | 178 | 178 | 178 | 178 | 178.0001 | 178.0001 | 178.0001 | 178.0001 | 178.0001 | 178.0004 | 178.0004 | 178.0006 | 178.0006 | 178.0006 | 58.0006 | 58.0008 | 58.0008 | 58.0008 | 58.0016 | 58.0016 | 58.0016 | 58.0016 | 58.0016 | 58.0016
TAS1 | Hydro | 2551 | 2551 | 2551 | 2551 | 2551 | 2551 | 2551 | 2551 | 2551 | 2551 | 2551 | 2551 | 2551 | 2551 | 2551 | 2551 | 2551 | 2551 | 2551 | 2551 | 2551 | 2551 | 2551 | 2551 | 2551 | 2551 | 2551
TAS1 | Hydrogen Turbine | 0 | 0 | 0 | 0 | 0 | 0 | 0 | 0 | 0 | 0 | 0 | 0 | 0 | 0 | 0 | 0 | 0 | 0 | 0 | 0 | 0 | 0 | 0 | 0 | 0 | 0 | 0
TAS1 | Wind | 563.6 | 1174.1188 | 1174.1188 | 1228.7728 | 1293.1331 | 1388.1048 | 1848.2683 | 1885.7452 | 2747.3087 | 2747.7827 | 2747.7827 | 2747.7827 | 2747.7827 | 2747.7827 | 2747.7827 | 2747.7827 | 2884.998 | 2951.9503 | 2951.9503 | 2951.9503 | 2951.9503 | 2807.9503 | 2807.9503 | 2807.9503 | 2807.9503 | 2807.9503 | 2807.9503
TAS1 | Solar PV | 0 | 0 | 0.00010011 | 0.0001131 | 0.0001133 | 0.00011358 | 0.00011498 | 0.00025158 | 0.00025245 | 0.0004944 | 0.00049636 | 0.00055693 | 0.00055754 | 0.00056025 | 0.00061846 | 0.0006351 | 0.0027233 | 150.0005 | 150.0005 | 150.0005 | 150.0006 | 150.0008 | 150.0008 | 150.0008 | 150.0008 | 150.0011 | 150.0011
TAS1 | Grid Battery | 0 | 0.00013367 | 0.00016677 | 0.00031065 | 0.00038357 | 0.00038514 | 0.00048904 | 0.001017 | 0.0011465 | 0.0016464 | 0.0016544 | 0.0016589 | 0.0016691 | 0.0016788 | 0.0017329 | 0.0017468 | 0.0017577 | 0.001773 | 0.0020386 | 0.0020536 | 0.0021763 | 0.0029914 | 0.0029532 | 0.0029259 | 0.0032254 | 0.0033046 | 0.0036247
TAS1 | Pumped Hydro | 0 | 0 | 0.0005634 | 0.00063281 | 0.00075182 | 0.00085583 | 0.0013427 | 79.87 | 79.87 | 554.2693 | 554.2694 | 554.2694 | 712.5238 | 712.5238 | 772.3984 | 772.3984 | 772.3984 | 772.3984 | 772.3984 | 772.3984 | 772.3984 | 787.8909 | 787.8909 | 787.8909 | 787.8909 | 787.8909 | 787.8909
TAS1 | VPP | 6.48 | 13.06 | 22.07 | 33.05 | 46.21 | 61.68 | 85.3 | 104.67 | 124.59 | 148.98 | 176.72 | 207.34 | 238.55 | 270.94 | 302.03 | 333.24 | 355.98 | 377.66 | 396.47 | 416.27 | 435.68 | 456.1 | 475.92 | 496.67 | 516.81 | 537.9 | 558.31
Total excluding storage |  | 3507.08 | 4124.1789 | 4133.1896 | 4198.8238 | 4276.3443 | 4386.7862 | 4870.5702 | 5007.2866 | 5888.7702 | 6388.0343 | 6415.7744 | 6446.3944 | 6635.8591 | 6668.2491 | 6759.214 | 6790.4241 | 6950.3815 | 7069.0115 | 7087.8221 | 7107.6221 | 7127.0323 | 7018.9465 | 7038.7665 | 7059.5165 | 7079.6568 | 7100.7472 | 7121.1575
Explicitly modelled pumping
Region | Technology | 2023-24 | 2024-25 | 2025-26 | 2026-27 | 2027-28 | 2028-29 | 2029-30 | 2030-31 | 2031-32 | 2032-33 | 2033-34 | 2034-35 | 2035-36 | 2036-37 | 2037-38 | 2038-39 | 2039-40 | 2040-41 | 2041-42 | 2042-43 | 2043-44 | 2044-45 | 2045-46 | 2046-47 | 2047-48 | 2048-49 | 2049-50
NEM | Grid Battery pump | 954.93 | 954.933 | 1379.7535 | 1379.7566 | 2009.6447 | 3243.3787 | 3318.3788 | 3584.2665 | 3614.0354 | 5959.6067 | 6045.7484 | 6020.7484 | 6388.2562 | 6338.2563 | 6338.2566 | 6338.2567 | 8849.2715 | 9039.9305 | 13317.1426 | 16438.9229 | 17079.9395 | 18362.2652 | 17927.4468 | 17927.4457 | 17297.5584 | 18301.7858 | 18226.7872
NEM | Pumped Hydro Pump | 1310 | 1310 | 2033.6649 | 2033.6657 | 4095.6268 | 4206.0281 | 4206.0286 | 4285.8977 | 4285.8977 | 4760.297 | 4760.2972 | 5031.9733 | 5190.2284 | 5190.2284 | 6861.3715 | 6861.3715 | 7439.3678 | 7439.368 | 7439.3683 | 7439.3684 | 7439.37 | 7454.8665 | 7454.8665 | 8215.2734 | 8215.2734 | 8215.2735 | 8215.2735
NEM | VPP pump | 318.73 | 623.03 | 1035.46 | 1538.9 | 2142.79 | 2807.6 | 3819.27 | 4674.27 | 5519.2001 | 6499.25 | 7698.5399 | 9010.2399 | 10339.3001 | 11714.6999 | 13054.31 | 14363.1999 | 15318.2998 | 16214.4898 | 16978.9203 | 17751.1898 | 18511.9699 | 19307.4097 | 20087.2598 | 20907.45 | 21712.49 | 22566.1805 | 23396.9398
Region | Technology | 2023-24 | 2024-25 | 2025-26 | 2026-27 | 2027-28 | 2028-29 | 2029-30 | 2030-31 | 2031-32 | 2032-33 | 2033-34 | 2034-35 | 2035-36 | 2036-37 | 2037-38 | 2038-39 | 2039-40 | 2040-41 | 2041-42 | 2042-43 | 2043-44 | 2044-45 | 2045-46 | 2046-47 | 2047-48 | 2048-49 | 2049-50
NSW1 | Grid Battery pump | 50 | 50.002 | 474.8222 | 474.8224 | 1104.7103 | 1479.3804 | 1554.3803 | 1554.3814 | 1554.3814 | 2256.9527 | 2256.9527 | 2256.9527 | 2256.9538 | 2206.9539 | 2206.9539 | 2206.9539 | 3363.0332 | 3363.0337 | 4132.1408 | 4488.4057 | 4488.4076 | 5097.5497 | 4672.7315 | 4672.733 | 4042.8453 | 4583.2577 | 4508.2578
NSW1 | Pumped Hydro Pump | 840 | 840 | 1313.6635 | 1313.6635 | 3375.6245 | 3375.6246 | 3375.6246 | 3375.6246 | 3375.6246 | 3375.6246 | 3375.6246 | 3375.6246 | 3375.6248 | 3375.6248 | 3375.626 | 3375.626 | 3375.626 | 3375.626 | 3375.6261 | 3375.6261 | 3375.6265 | 3375.6303 | 3375.6303 | 3375.6304 | 3375.6304 | 3375.6304 | 3375.6304
NSW1 | VPP pump | 97.18 | 193.89 | 321.47 | 477.31 | 663.94 | 884.26 | 1223.6 | 1508.4199 | 1818.1601 | 2178.94 | 2618.45 | 3090.16 | 3561.6901 | 4049.33 | 4508.48 | 4960.7201 | 5286.7 | 5588.1199 | 5842.6702 | 6109.57 | 6370.5701 | 6645.5899 | 6914.0398 | 7197.4098 | 7473.8901 | 7766.0502 | 8050.0099
Region | Technology | 2023-24 | 2024-25 | 2025-26 | 2026-27 | 2027-28 | 2028-29 | 2029-30 | 2030-31 | 2031-32 | 2032-33 | 2033-34 | 2034-35 | 2035-36 | 2036-37 | 2037-38 | 2038-39 | 2039-40 | 2040-41 | 2041-42 | 2042-43 | 2043-44 | 2044-45 | 2045-46 | 2046-47 | 2047-48 | 2048-49 | 2049-50
QLD1 | Grid Battery pump | 100 | 100.0002 | 100.0003 | 100.0005 | 100.0006 | 959.0645 | 959.0645 | 1202.6915 | 1232.4601 | 2244.2477 | 2385.7194 | 2385.7194 | 2385.7194 | 2385.7194 | 2385.7194 | 2385.7194 | 3740.6549 | 3740.6549 | 5089.8639 | 7855.3794 | 7855.3795 | 7855.3788 | 7855.3788 | 7855.3787 | 7855.3786 | 8319.1935 | 8319.1935
QLD1 | Pumped Hydro Pump | 470 | 470 | 720.0003 | 720.0005 | 720.0005 | 830.4015 | 830.4015 | 830.4015 | 830.4015 | 830.4015 | 830.4016 | 1102.0777 | 1102.0777 | 1102.0777 | 2713.3442 | 2713.3442 | 3291.3404 | 3291.3404 | 3291.3404 | 3291.3404 | 3291.3404 | 3291.3404 | 3291.3404 | 4051.7472 | 4051.7472 | 4051.7472 | 4051.7472
QLD1 | VPP pump | 70.65 | 151.98 | 266.91 | 406.55 | 573.37 | 775 | 1088.95 | 1359.6801 | 1609.11 | 1901.09 | 2255.9299 | 2641.22 | 3035.73 | 3438.95 | 3828.0601 | 4218.1699 | 4496.1499 | 4751.3198 | 4961.6001 | 5182.0498 | 5399.3799 | 5623.0098 | 5842.4302 | 6071.3901 | 6296.3501 | 6536.04 | 6765.5898
Region | Technology | 2023-24 | 2024-25 | 2025-26 | 2026-27 | 2027-28 | 2028-29 | 2029-30 | 2030-31 | 2031-32 | 2032-33 | 2033-34 | 2034-35 | 2035-36 | 2036-37 | 2037-38 | 2038-39 | 2039-40 | 2040-41 | 2041-42 | 2042-43 | 2043-44 | 2044-45 | 2045-46 | 2046-47 | 2047-48 | 2048-49 | 2049-50
VIC1 | Grid Battery pump | 375.33 | 375.3304 | 375.3304 | 375.3325 | 375.3325 | 375.3325 | 375.3325 | 427.5823 | 427.5823 | 516.7292 | 461.3993 | 461.3993 | 524.3248 | 524.3248 | 524.3248 | 524.3248 | 524.3248 | 524.3252 | 1558.5196 | 1558.5196 | 1879.3075 | 2177.1796 | 2177.1796 | 2177.1776 | 2177.1777 | 2177.1777 | 2177.1784
VIC1 | Pumped Hydro Pump | 0 | 0 | 0.00030612 | 0.00069573 | 0.00069936 | 0.00070257 | 0.000707 | 0.0010573 | 0.0010582 | 0.0010628 | 0.0010669 | 0.0010711 | 0.0014215 | 0.0014288 | 0.0021463 | 0.0021501 | 0.0021577 | 0.0023273 | 0.0024416 | 0.0024538 | 0.0036058 | 0.0036174 | 0.0036287 | 0.0036392 | 0.0036456 | 0.0036594 | 0.0036737
VIC1 | VPP pump | 55.8 | 137.17 | 254.76 | 407.72 | 597.23 | 772.53 | 1024.9 | 1224.19 | 1402.07 | 1599.26 | 1857.38 | 2156.22 | 2463.1699 | 2788.1399 | 3128.7199 | 3444.1299 | 3686.7299 | 3923.1 | 4132.3601 | 4321.16 | 4507.69 | 4703.0901 | 4895.4999 | 5098.49 | 5298.7098 | 5511.8401 | 5721.1202
Region | Technology | 2023-24 | 2024-25 | 2025-26 | 2026-27 | 2027-28 | 2028-29 | 2029-30 | 2030-31 | 2031-32 | 2032-33 | 2033-34 | 2034-35 | 2035-36 | 2036-37 | 2037-38 | 2038-39 | 2039-40 | 2040-41 | 2041-42 | 2042-43 | 2043-44 | 2044-45 | 2045-46 | 2046-47 | 2047-48 | 2048-49 | 2049-50
SA1 | Grid Battery pump | 429.6 | 429.6003 | 429.6004 | 429.6009 | 429.6009 | 429.6009 | 429.6009 | 399.6103 | 399.6103 | 941.6754 | 941.6754 | 916.6754 | 1221.2566 | 1221.2566 | 1221.2568 | 1221.2568 | 1221.2568 | 1411.9151 | 2536.6162 | 2536.6162 | 2856.8428 | 3232.1541 | 3222.1541 | 3222.1535 | 3222.1535 | 3222.1535 | 3222.1539
SA1 | Pumped Hydro Pump | 0 | 0 | 0.00016972 | 0.0003841 | 0.00038908 | 0.00039215 | 0.00039887 | 0.00050251 | 0.00050363 | 0.00051658 | 0.00052273 | 0.00052799 | 0.00062599 | 0.00063082 | 0.00079937 | 0.00080318 | 0.00081241 | 0.0008788 | 0.00098407 | 0.0010042 | 0.0010549 | 0.0012684 | 0.0012707 | 0.0012736 | 0.0012773 | 0.0012825 | 0.0012947
SA1 | VPP pump | 88.62 | 126.93 | 170.25 | 214.27 | 262.04 | 314.13 | 396.52 | 477.31 | 565.27 | 670.98 | 790.06 | 915.3 | 1040.16 | 1167.34 | 1287.02 | 1406.9399 | 1492.74 | 1574.29 | 1645.8199 | 1722.14 | 1798.65 | 1879.62 | 1959.37 | 2043.49 | 2126.73 | 2214.3501 | 2301.9099
Region | Technology | 2023-24 | 2024-25 | 2025-26 | 2026-27 | 2027-28 | 2028-29 | 2029-30 | 2030-31 | 2031-32 | 2032-33 | 2033-34 | 2034-35 | 2035-36 | 2036-37 | 2037-38 | 2038-39 | 2039-40 | 2040-41 | 2041-42 | 2042-43 | 2043-44 | 2044-45 | 2045-46 | 2046-47 | 2047-48 | 2048-49 | 2049-50
TAS1 | Grid Battery pump | 0 | 0.00013367 | 0.00016677 | 0.00031065 | 0.00038357 | 0.00038514 | 0.00048904 | 0.001017 | 0.0011465 | 0.0016464 | 0.0016544 | 0.0016589 | 0.0016691 | 0.0016788 | 0.0017329 | 0.0017468 | 0.0017577 | 0.001773 | 0.0020386 | 0.0020536 | 0.0021763 | 0.0029914 | 0.0029532 | 0.0029259 | 0.0032254 | 0.0033046 | 0.0036247
TAS1 | Pumped Hydro Pump | 0 | 0 | 0.0005634 | 0.00063281 | 0.00075182 | 0.00085583 | 0.0013427 | 79.87 | 79.87 | 554.2693 | 554.2694 | 554.2694 | 712.5238 | 712.5238 | 772.3984 | 772.3984 | 772.3984 | 772.3984 | 772.3984 | 772.3984 | 772.3984 | 787.8909 | 787.8909 | 787.8909 | 787.8909 | 787.8909 | 787.8909
TAS1 | VPP pump | 6.48 | 13.06 | 22.07 | 33.05 | 46.21 | 61.68 | 85.3 | 104.67 | 124.59 | 148.98 | 176.72 | 207.34 | 238.55 | 270.94 | 302.03 | 333.24 | 355.98 | 377.66 | 396.47 | 416.27 | 435.68 | 456.1 | 475.92 | 496.67 | 516.81 | 537.9 | 558.31
Non-controllable capacity
Region | Technology | 2023-24 | 2024-25 | 2025-26 | 2026-27 | 2027-28 | 2028-29 | 2029-30 | 2030-31 | 2031-32 | 2032-33 | 2033-34 | 2034-35 | 2035-36 | 2036-37 | 2037-38 | 2038-39 | 2039-40 | 2040-41 | 2041-42 | 2042-43 | 2043-44 | 2044-45 | 2045-46 | 2046-47 | 2047-48 | 2048-49 | 2049-50
NEM | Distributed PV | 21305.3199 | 23783.7875 | 26307.9402 | 28683.0656 | 30997.3311 | 33056.1738 | 35131.4286 | 37225.1411 | 39139.2597 | 41092.1585 | 43056.1697 | 44973.918 | 46776.6488 | 48455.6888 | 50096.6069 | 51732.2029 | 53368.4087 | 54991.7064 | 56590.529 | 58157.7847 | 59721.6486 | 61252.1457 | 62750.1401 | 64227.6819 | 65692.4157 | 67156.842 | 68592.5947
NEM | Behind the meter battery | 1532.774 | 2363.942 | 3138.813 | 3799.655 | 4362.937 | 4766.226 | 5452.85 | 6404.258 | 7275.412 | 8208.606 | 9365.756 | 10518.285 | 11616.745 | 12616.001 | 13522.413 | 14246.216 | 14595.405 | 14782.715 | 14854.807 | 14850.894 | 14858.858 | 14816.816 | 14786.692 | 14709.851 | 14647.112 | 14542.039 | 14447.076
NEM | Behind the meter battery pump | 1532.774 | 2363.942 | 3138.813 | 3799.655 | 4362.937 | 4766.226 | 5452.85 | 6404.258 | 7275.412 | 8208.606 | 9365.756 | 10518.285 | 11616.745 | 12616.001 | 13522.413 | 14246.216 | 14595.405 | 14782.715 | 14854.807 | 14850.894 | 14858.858 | 14816.816 | 14786.692 | 14709.851 | 14647.112 | 14542.039 | 14447.076
Region | Technology | 2023-24 | 2024-25 | 2025-26 | 2026-27 | 2027-28 | 2028-29 | 2029-30 | 2030-31 | 2031-32 | 2032-33 | 2033-34 | 2034-35 | 2035-36 | 2036-37 | 2037-38 | 2038-39 | 2039-40 | 2040-41 | 2041-42 | 2042-43 | 2043-44 | 2044-45 | 2045-46 | 2046-47 | 2047-48 | 2048-49 | 2049-50
NSW1 | Distributed PV | 6922.7278 | 7729.2309 | 8520.6213 | 9270.916 | 9991.0548 | 10709.4737 | 11436.4432 | 12170.0293 | 12901.8102 | 13643.2719 | 14388.327 | 15121.2532 | 15810.1091 | 16449.2428 | 17061.911 | 17667.5949 | 18262.5884 | 18847.5107 | 19429.6702 | 20006.0115 | 20581.8604 | 21155.9203 | 21714.392 | 22270.0128 | 22818.1721 | 23366.9007 | 23907.737
NSW1 | Behind the meter battery | 551.877 | 804.322 | 1024.308 | 1210.452 | 1364.306 | 1497.826 | 1724.841 | 2042.145 | 2372.98 | 2728.353 | 3161.396 | 3582.597 | 3974.635 | 4331.67 | 4638.514 | 4887.035 | 5003.34 | 5060.883 | 5077.624 | 5077.998 | 5080.442 | 5067.991 | 5058.102 | 5033.27 | 5011.559 | 4974.783 | 4941.039
NSW1 | Behind the meter battery pump | 551.877 | 804.322 | 1024.308 | 1210.452 | 1364.306 | 1497.826 | 1724.841 | 2042.145 | 2372.98 | 2728.353 | 3161.396 | 3582.597 | 3974.635 | 4331.67 | 4638.514 | 4887.035 | 5003.34 | 5060.883 | 5077.624 | 5077.998 | 5080.442 | 5067.991 | 5058.102 | 5033.27 | 5011.559 | 4974.783 | 4941.039
Region | Technology | 2023-24 | 2024-25 | 2025-26 | 2026-27 | 2027-28 | 2028-29 | 2029-30 | 2030-31 | 2031-32 | 2032-33 | 2033-34 | 2034-35 | 2035-36 | 2036-37 | 2037-38 | 2038-39 | 2039-40 | 2040-41 | 2041-42 | 2042-43 | 2043-44 | 2044-45 | 2045-46 | 2046-47 | 2047-48 | 2048-49 | 2049-50
QLD1 | Distributed PV | 6248.8361 | 6947.0674 | 7675.3939 | 8329.1378 | 8959.7591 | 9601.5014 | 10257.5206 | 10923.9163 | 11482.7322 | 12062.7058 | 12645.1129 | 13200.5423 | 13720.0122 | 14196.9812 | 14666.6175 | 15133.8037 | 15601.3471 | 16059.6919 | 16507.7851 | 16936.909 | 17361.4807 | 17759.7202 | 18151.2329 | 18530.0201 | 18907.3395 | 19284.6318 | 19645.5083
QLD1 | Behind the meter battery | 394.573 | 630.911 | 861.169 | 1044.6 | 1202.901 | 1345.985 | 1584.437 | 1898.505 | 2160.37 | 2444.34 | 2791.527 | 3133.696 | 3465.114 | 3761.008 | 4025.809 | 4247.882 | 4350.515 | 4399.744 | 4410.491 | 4406.235 | 4406.755 | 4388.948 | 4375.983 | 4347.22 | 4324.124 | 4288.709 | 4255.283
QLD1 | Behind the meter battery pump | 394.573 | 630.911 | 861.169 | 1044.6 | 1202.901 | 1345.985 | 1584.437 | 1898.505 | 2160.37 | 2444.34 | 2791.527 | 3133.696 | 3465.114 | 3761.008 | 4025.809 | 4247.882 | 4350.515 | 4399.744 | 4410.491 | 4406.235 | 4406.755 | 4388.948 | 4375.983 | 4347.22 | 4324.124 | 4288.709 | 4255.283
Region | Technology | 2023-24 | 2024-25 | 2025-26 | 2026-27 | 2027-28 | 2028-29 | 2029-30 | 2030-31 | 2031-32 | 2032-33 | 2033-34 | 2034-35 | 2035-36 | 2036-37 | 2037-38 | 2038-39 | 2039-40 | 2040-41 | 2041-42 | 2042-43 | 2043-44 | 2044-45 | 2045-46 | 2046-47 | 2047-48 | 2048-49 | 2049-50
VIC1 | Distributed PV | 5088.0472 | 5784.8093 | 6517.8103 | 7244.8402 | 7972.8586 | 8440.036 | 8899.9999 | 9361.2525 | 9753.485 | 10152.4267 | 10554.6243 | 10955.7069 | 11336.6884 | 11697.8006 | 12064.3842 | 12436.8983 | 12822.6385 | 13216.1178 | 13604.8437 | 13986.4661 | 14369.4957 | 14748.6326 | 15123.685 | 15496.2621 | 15868.3943 | 16240.828 | 16611.2477
VIC1 | Behind the meter battery | 332.366 | 592.893 | 841.022 | 1068.623 | 1263.973 | 1337.973 | 1465.997 | 1677.258 | 1844.193 | 2011.668 | 2249.247 | 2505.083 | 2754.957 | 2990.166 | 3229.36 | 3404.1 | 3500.948 | 3565.602 | 3605.174 | 3604.675 | 3607.498 | 3598.421 | 3592.641 | 3576.025 | 3563.233 | 3540.764 | 3521.58
VIC1 | Behind the meter battery pump | 332.366 | 592.893 | 841.022 | 1068.623 | 1263.973 | 1337.973 | 1465.997 | 1677.258 | 1844.193 | 2011.668 | 2249.247 | 2505.083 | 2754.957 | 2990.166 | 3229.36 | 3404.1 | 3500.948 | 3565.602 | 3605.174 | 3604.675 | 3607.498 | 3598.421 | 3592.641 | 3576.025 | 3563.233 | 3540.764 | 3521.58
Region | Technology | 2023-24 | 2024-25 | 2025-26 | 2026-27 | 2027-28 | 2028-29 | 2029-30 | 2030-31 | 2031-32 | 2032-33 | 2033-34 | 2034-35 | 2035-36 | 2036-37 | 2037-38 | 2038-39 | 2039-40 | 2040-41 | 2041-42 | 2042-43 | 2043-44 | 2044-45 | 2045-46 | 2046-47 | 2047-48 | 2048-49 | 2049-50
SA1 | Distributed PV | 2721.0736 | 2952.4036 | 3178.229 | 3380.018 | 3575.1143 | 3766.8022 | 3959.2366 | 4151.598 | 4345.6836 | 4540.7188 | 4737.6385 | 4929.8701 | 5109.2393 | 5277.1929 | 5434.8308 | 5590.0872 | 5742.5081 | 5893.3201 | 6037.731 | 6182.434 | 6327.0782 | 6470.3066 | 6608.7163 | 6745.5179 | 6879.6508 | 7013.3702 | 7145.4031
SA1 | Behind the meter battery | 212.581 | 276.144 | 335.754 | 385.712 | 430.437 | 473.619 | 550.521 | 637.233 | 727.4 | 829.162 | 941.165 | 1047.02 | 1145.747 | 1232.744 | 1306.889 | 1367.354 | 1391.833 | 1402.348 | 1404.488 | 1403.319 | 1403.71 | 1400.492 | 1398.408 | 1392.55 | 1387.998 | 1379.539 | 1372.647
SA1 | Behind the meter battery pump | 212.581 | 276.144 | 335.754 | 385.712 | 430.437 | 473.619 | 550.521 | 637.233 | 727.4 | 829.162 | 941.165 | 1047.02 | 1145.747 | 1232.744 | 1306.889 | 1367.354 | 1391.833 | 1402.348 | 1404.488 | 1403.319 | 1403.71 | 1400.492 | 1398.408 | 1392.55 | 1387.998 | 1379.539 | 1372.647
Region | Technology | 2023-24 | 2024-25 | 2025-26 | 2026-27 | 2027-28 | 2028-29 | 2029-30 | 2030-31 | 2031-32 | 2032-33 | 2033-34 | 2034-35 | 2035-36 | 2036-37 | 2037-38 | 2038-39 | 2039-40 | 2040-41 | 2041-42 | 2042-43 | 2043-44 | 2044-45 | 2045-46 | 2046-47 | 2047-48 | 2048-49 | 2049-50
TAS1 | Distributed PV | 324.6353 | 370.2763 | 415.8856 | 458.1536 | 498.5443 | 538.3605 | 578.2282 | 618.3449 | 655.5487 | 693.0354 | 730.4671 | 766.5455 | 800.5998 | 834.4713 | 868.8634 | 903.8188 | 939.3267 | 975.0659 | 1010.4991 | 1045.9641 | 1081.7335 | 1117.566 | 1152.1139 | 1185.8689 | 1218.859 | 1251.1113 | 1282.6985
TAS1 | Behind the meter battery | 41.377 | 59.672 | 76.56 | 90.268 | 101.32 | 110.823 | 127.054 | 149.117 | 170.469 | 195.083 | 222.421 | 249.889 | 276.292 | 300.413 | 321.841 | 339.845 | 348.769 | 354.138 | 357.03 | 358.667 | 360.453 | 360.964 | 361.558 | 360.786 | 360.198 | 358.244 | 356.527
TAS1 | Behind the meter battery pump | 41.377 | 59.672 | 76.56 | 90.268 | 101.32 | 110.823 | 127.054 | 149.117 | 170.469 | 195.083 | 222.421 | 249.889 | 276.292 | 300.413 | 321.841 | 339.845 | 348.769 | 354.138 | 357.03 | 358.667 | 360.453 | 360.964 | 361.558 | 360.786 | 360.198 | 358.244 | 356.527

## Option 5_REZ Generation
Annual sent-out generation by REZ (GWh) - Option 5, Step Change Scenario
Note: the REZ generation includes generation from the existing, committed and anticipated renewables mapped to the relevant REZs
Explicitly modelled generation
Region | REZ | REZ Name | Technology | 2023-24 | 2024-25 | 2025-26 | 2026-27 | 2027-28 | 2028-29 | 2029-30 | 2030-31 | 2031-32 | 2032-33 | 2033-34 | 2034-35 | 2035-36 | 2036-37 | 2037-38 | 2038-39 | 2039-40 | 2040-41 | 2041-42 | 2042-43 | 2043-44 | 2044-45 | 2045-46 | 2046-47 | 2047-48 | 2048-49 | 2049-50
QLD | Q1 | Far North QLD | Solar | 0 | 8.3831e-05 | 9.0768e-05 | 8.9837e-05 | 8.4257e-05 | 7.6778e-05 | 8.6262e-05 | 8.8515e-05 | 8.2953e-05 | 9.185e-05 | 0.00010733 | 0.0001066 | 0.00010467 | 0.0001044 | 0.0001146 | 0.00012436 | 0.0001621 | 0.00014959 | 0.0001647 | 0.00018402 | 0.00019803 | 0.00019846 | 0.00019561 | 0.0002086 | 0.00023044 | 0.0002696 | 0.00025355
QLD | Q2 | North Qld Clean Energy Hub | Solar | 220.0634 | 197.1301 | 216.2167 | 213.5139 | 208.772 | 194.0302 | 205.4113 | 201.359 | 199.7021 | 205.4704 | 196.8384 | 192.0272 | 191.4383 | 191.2258 | 67.9235 | 72.2759 | 64.0333 | 59.5899 | 63.2359 | 60.6979 | 60.4403 | 58.3202 | 64.8728 | 31.9296 | 32.0133 | 0.00032133 | 0.00031735
QLD | Q3 | Northern Qld | Solar | 1169.966 | 1052.0129 | 1182.0105 | 1159.3265 | 1099.089 | 1019.9088 | 1131.6452 | 1138.5397 | 1102.334 | 1151.8365 | 1074.0961 | 1058.3012 | 1040.0396 | 1028.4775 | 925.0748 | 1015.1302 | 892.3471 | 766.3416 | 879.6615 | 1685.6005 | 1434.2673 | 1334.601 | 1338.4416 | 2213.7705 | 2163.4703 | 2211.0762 | 1818.5863
QLD | Q4 | Isaac | Solar | 1572.6092 | 1422.3792 | 1552.385 | 1576.9243 | 1497.3395 | 1427.3724 | 1591.0174 | 1585.4382 | 1595.7595 | 1626.2713 | 1527.1331 | 1457.7536 | 1501.5484 | 1480.8749 | 1325.1282 | 1469.3745 | 1319.66 | 1204.3777 | 1315.3326 | 2105.3597 | 2023.5579 | 1898.7569 | 2463.9516 | 6076.9469 | 6518.066 | 6827.4166 | 6239.3599
QLD | Q5 | Barcaldine | Solar | 35.466 | 31.3549 | 34.3187 | 34.6953 | 34.4876 | 39.1183 | 40.7214 | 40.112 | 39.9039 | 40.9296 | 38.9229 | 36.8859 | 38.1194 | 38.9843 | 70.8299 | 74.3007 | 124.2323 | 117.1789 | 126.7937 | 118.0975 | 97.7779 | 94.9168 | 120.2626 | 117.1055 | 118.7805 | 123.4129 | 120.7397
QLD | Q6 | Fitzroy | Solar | 843.2324 | 800.8065 | 899.0867 | 904.3832 | 880.8529 | 758.9479 | 862.4485 | 858.3344 | 958.8797 | 2054.4129 | 2543.6995 | 2470.6224 | 2427.5002 | 2437.4265 | 5179.794 | 6851.2849 | 11866.7018 | 14870.6848 | 15467.5477 | 16635.924 | 16073.8484 | 15212.9204 | 15157.7662 | 13315.8169 | 14587.4947 | 14653.5028 | 14409.4056
QLD | Q7 | Wide Bay | Solar | 1365.6549 | 1214.9297 | 1348.1182 | 1313.1308 | 1283.2649 | 1134.8241 | 1245.1096 | 1251.0448 | 1327.6933 | 1299.967 | 1254.6997 | 1245.2085 | 1208.5614 | 1228.124 | 1075.6521 | 1160.7384 | 1068.5077 | 1076.6547 | 1855.3696 | 4980.0676 | 4945.4832 | 4602.9164 | 4677.3702 | 4188.6823 | 3939.3485 | 4058.3128 | 3949.2742
QLD | Q8 | Darling Downs | Solar | 3388.2695 | 3291.8806 | 3514.55 | 3639.8745 | 3553.8035 | 3281.469 | 3552.2319 | 5165.9992 | 5907.4347 | 7285.9183 | 8760.0722 | 10566.5793 | 10607.8649 | 10424.9876 | 9156.8387 | 10309.0342 | 14834.9892 | 14358.4953 | 14301.86 | 16435.0036 | 16551.2888 | 15753.0164 | 15835.1627 | 12975.0288 | 13069.162 | 15306.6299 | 17901.0839
QLD | Q9 | Banana | Solar | 0 | 0.00011971 | 0.00022897 | 0.00025401 | 0.00025203 | 0.0005342 | 57.011 | 117.5964 | 284.0455 | 281.9923 | 296.101 | 295.8408 | 289.4623 | 291.6728 | 333.4622 | 374.3836 | 2644.6787 | 4173.7383 | 4347.1016 | 12739.82 | 12532.829 | 12061.844 | 12091.5 | 10746.175 | 12231.776 | 12370.43 | 14055.204
NSW | N1 | North West NSW | Solar | 434.6922 | 400.0219 | 409.8851 | 435.2784 | 404.9 | 386.5276 | 405.0026 | 432.1318 | 421.1806 | 439.7875 | 418.7271 | 401.2693 | 407.9047 | 410.3774 | 366.6256 | 372.9941 | 413.972 | 404.861 | 432.6881 | 417.3054 | 424.5874 | 425.6063 | 441.1901 | 413.4551 | 389.0425 | 362.9848 | 352.5322
NSW | N2 | New England | Solar | 1205.4837 | 1177.3642 | 1197.3147 | 1249.1541 | 1221.3302 | 1033.7348 | 1072.386 | 1753.979 | 1805.5238 | 1789.3885 | 2552.666 | 2357.9303 | 2460.4752 | 2500.4645 | 3610.6424 | 3663.6807 | 4558.4043 | 5498.0009 | 5701.256 | 6531.3631 | 6009.2964 | 6371.5136 | 6392.9469 | 5385.8327 | 5062.6198 | 4795.3486 | 6765.4171
NSW | N3 | Central-West Orana | Solar | 2198.9363 | 2149.5918 | 4132.7065 | 4383.1742 | 4376.4072 | 3759.3173 | 4880.1195 | 7804.9291 | 7894.0644 | 8455.1713 | 10070.0467 | 10005.5465 | 10699.9454 | 10551.9083 | 8810.7642 | 10024.8548 | 14423.4018 | 14381.3576 | 14298.8908 | 15069.7445 | 14984.3322 | 15814.3176 | 15747.5384 | 15931.049 | 16300.4192 | 20766.9095 | 20663.7338
NSW | N4 | Broken Hill | Solar | 106.8914 | 79.1602 | 92.5228 | 103.2873 | 110.1284 | 118.7914 | 114.1921 | 106.9487 | 106.3018 | 103.9856 | 100.9419 | 99.1009 | 99.5545 | 104.0544 | 100.5006 | 95.3175 | 179.2604 | 158.808 | 136.9578 | 144.0834 | 431.9789 | 415.7824 | 472.6768 | 407.9442 | 390.7401 | 364.3657 | 441.5551
NSW | N5 | South West NSW | Solar | 1858.2767 | 1595.992 | 1700.762 | 2267.278 | 2379.7157 | 2429.9965 | 2398.6207 | 2384.8092 | 2216.6879 | 2958.7046 | 2911.4324 | 2814.1221 | 2904.5549 | 2965.0027 | 3404.0617 | 3256.942 | 4135.1398 | 4482.1405 | 8101.6596 | 7634.1479 | 7536.7659 | 7738.6972 | 8071.1694 | 7762.2415 | 7099.4495 | 6775.0673 | 6320.8521
NSW | N6 | Wagga Wagga | Solar | 1566.0007 | 1497.0152 | 1446.7209 | 1545.7927 | 1584.8096 | 2375.1074 | 3784.4021 | 4012.9052 | 3871.9506 | 4048.0557 | 3922.8933 | 3782.7954 | 3967.0727 | 3979.6465 | 3546.9152 | 3734.7609 | 3803.9158 | 3242.4768 | 3760.4135 | 3629.7718 | 3377.9056 | 3586.9357 | 3675.5123 | 3331.709 | 3340.1669 | 3272.9137 | 2947.6955
NSW | N7 | Tumut | Solar | 0 | 0 | 0 | 0 | 0 | 0 | 0 | 0 | 0 | 0 | 0 | 0 | 0 | 0 | 0 | 0 | 0 | 0 | 0 | 0 | 0 | 0 | 0 | 0 | 0 | 0 | 0
NSW | N8 | Cooma-Monaro | Solar | 0 | 0 | 0 | 0 | 0 | 0 | 0 | 0 | 0 | 0 | 0 | 0 | 0 | 0 | 0 | 0 | 0 | 0 | 0 | 0 | 0 | 0 | 0 | 0 | 0 | 0 | 0
VIC | V1 | Ovens Murray | Solar | 0 | 0.00028498 | 0.00028725 | 0.00030914 | 0.00029496 | 0.00026955 | 0.00029373 | 0.00049225 | 0.00043724 | 0.00089416 | 0.00086451 | 0.00083265 | 0.00083143 | 0.00084006 | 0.002271 | 0.0024685 | 0.0024946 | 0.0021455 | 1287.7153 | 1301.0898 | 1429.8483 | 1578.2212 | 1847.6348 | 1700.826 | 1709.5804 | 1731.576 | 1493.6149
VIC | V2 | Murray River | Solar | 1254.3148 | 1034.1202 | 1084.4296 | 1085.2685 | 1038.7278 | 983.2827 | 955.4969 | 974.3219 | 1250.9695 | 2922.6221 | 2837.8654 | 2778.1011 | 2772.9949 | 2874.1265 | 2777.5277 | 2687.3102 | 2669.0921 | 2329.6589 | 2424.3009 | 2677.7971 | 2835.5055 | 2877.7229 | 3203.884 | 2887.6841 | 2824.0713 | 2771.1427 | 2477.5681
VIC | V3 | Western Victoria | Solar | 0 | 0.00017472 | 0.0001949 | 0.00076983 | 0.00082958 | 0.0006988 | 0.00076227 | 0.00092611 | 0.00086744 | 0.0089064 | 0.0087885 | 0.0088233 | 0.0085743 | 0.0090527 | 0.0073574 | 0.0078795 | 0.0074595 | 0.0066672 | 735.0518 | 786.9782 | 746.3686 | 1342.4264 | 1508.9568 | 1184.475 | 1269.1103 | 1201.3097 | 1111.0105
VIC | V4 | South West Victoria | Solar | 0 | 0 | 0 | 0 | 0 | 0 | 0 | 0 | 0 | 0 | 0 | 0 | 0 | 0 | 0 | 0 | 0 | 0 | 0 | 0 | 0 | 0 | 0 | 0 | 0 | 0 | 0
VIC | V5 | Gippsland | Solar | 0 | 0.00010909 | 0.00012594 | 0.00035707 | 0.00034206 | 0.00028584 | 0.00029878 | 0.00033783 | 0.00031254 | 0.00036674 | 0.00037664 | 0.00062819 | 0.0006064 | 0.00062253 | 0.00049585 | 0.00051789 | 0.00087201 | 0.00077977 | 0.0022955 | 0.0024649 | 828.9079 | 861.6029 | 879.6311 | 703.9493 | 734.034 | 808.8643 | 736.6722
VIC | V6 | Central North VIC | Solar | 951.4372 | 853.1593 | 817.4183 | 844.4782 | 848.9735 | 873.6792 | 876.9295 | 851.8454 | 773.985 | 839.8478 | 825.7256 | 769.4437 | 795.1662 | 814.5937 | 797.7178 | 795.1758 | 800.8779 | 717.0905 | 744.2946 | 745.9031 | 1241.2983 | 1157.9832 | 1260.7883 | 1193.097 | 1220.1979 | 1174.6507 | 1147.5627
SA | S1 | South East SA | Solar | 326.2648 | 284.7633 | 285.164 | 276.427 | 281.7821 | 271.3549 | 269.5395 | 255.7329 | 246.858 | 278.2264 | 271.3386 | 262.6242 | 261.5986 | 281.7791 | 239.6285 | 259.6204 | 250.2992 | 233.5263 | 162.4142 | 158.3969 | 150.8086 | 148.4828 | 158.0897 | 145.6638 | 148.2167 | 149.3549 | 0.0031448
SA | S2 | Riverland | Solar | 46.3833 | 44.3561 | 46.9576 | 44.5195 | 46.1723 | 39.4686 | 40.7427 | 41.3781 | 29.886 | 895.4908 | 857.1159 | 859.6848 | 860.9511 | 948.2465 | 1776.3232 | 1782.3026 | 1862.9351 | 2616.9958 | 6374.8842 | 5897.2387 | 6249.6688 | 6066.9483 | 6841.1626 | 5367.6187 | 5211.741 | 5308.448 | 5052.3213
SA | S3 | Mid-North SA | Solar | 0 | 0.00017379 | 0.00022152 | 0.00021696 | 0.00022291 | 0.00019206 | 0.00020296 | 0.0003263 | 0.00031295 | 0.00043802 | 0.00044308 | 0.00090801 | 0.00085668 | 0.00092254 | 0.0013811 | 0.0014558 | 0.0016749 | 0.0015373 | 0.0015555 | 0.0022074 | 0.24652 | 0.23466 | 0.245 | 0.2122 | 0.2257 | 0.23457 | 0.22438
SA | S4 | Yorke Peninsula | Solar | 0 | 0 | 0 | 0 | 0 | 0 | 0 | 0 | 0 | 0 | 0 | 0 | 0 | 0 | 0 | 0 | 0 | 0 | 0 | 0 | 0 | 0 | 0 | 0 | 0 | 0 | 0
SA | S5 | Northern SA | Solar | 822.1233 | 692.2041 | 718.2295 | 694.374 | 692.9557 | 705.4912 | 669.0807 | 630.0391 | 629.7744 | 686.2679 | 654.1767 | 655.415 | 657.8481 | 712.6886 | 629.0754 | 622.8488 | 597.2411 | 592.4994 | 1033.2478 | 991.4181 | 3483.4949 | 3008.2705 | 3327.2768 | 2802.8534 | 2652.378 | 2618.537 | 2421.0234
SA | S6 | Leigh Creek | Solar | 0 | 0.00018454 | 0.00030379 | 0.00036846 | 0.00037378 | 0.00034246 | 0.00036674 | 0.00065386 | 0.00066686 | 0.00075633 | 0.00069737 | 0.0012882 | 0.0012241 | 0.0013232 | 145.3193 | 149.1287 | 144.7743 | 142.0055 | 131.8367 | 125.8867 | 476.4604 | 1181.0046 | 1310.2119 | 1695.8014 | 1714.6803 | 2196.4678 | 2462.8723
SA | S7 | Roxby Downs | Solar | 0 | 0.00022961 | 0.00042039 | 0.00042488 | 0.0004293 | 0.00038375 | 0.00039196 | 0.0006929 | 0.00068601 | 0.0012983 | 0.0012456 | 601.4414 | 603.1786 | 652.3741 | 1064.1064 | 1069.5306 | 1079.5367 | 1051.1649 | 954.7112 | 960.9291 | 1100.8502 | 1049.5906 | 1140.2667 | 1011.4407 | 980.7621 | 983.1275 | 946.824
SA | S8 | Eastern Eyre Peninsula | Solar | 0 | 0.00011851 | 0.00014521 | 0.00013836 | 0.00014542 | 0.00011981 | 0.00013395 | 0.00020054 | 0.0001866 | 0.00023395 | 0.00025228 | 0.00039781 | 0.00036545 | 0.00040122 | 0.00036962 | 0.0003979 | 0.00061897 | 0.00055383 | 0.00055777 | 0.00076944 | 0.00098746 | 0.0009213 | 0.00098235 | 0.00082808 | 0.00088724 | 0.0009658 | 0.0010196
SA | S9 | Western Eyre Peninsula | Solar | 0 | 0.00015705 | 0.00021829 | 0.00022553 | 0.00022725 | 0.00019732 | 0.00020728 | 0.00033576 | 0.00032558 | 0.00064605 | 0.00062673 | 0.0010282 | 0.00095359 | 0.0010118 | 0.001431 | 0.0015017 | 0.0024008 | 45.175 | 44.8058 | 118.6402 | 212.5106 | 225.3692 | 241.7428 | 207.8067 | 211.9324 | 222.6977 | 220.6344
TAS | T1 | North East Tasmania | Solar | 0 | 0.00015373 | 0.0001568 | 0.00018331 | 0.00017183 | 0.00014891 | 0.0001509 | 0.00020529 | 0.00018306 | 0.00030083 | 0.00031411 | 0.00039278 | 0.00038043 | 0.00037249 | 0.00032295 | 0.00033183 | 0.0003341 | 0.00027376 | 0.00031458 | 0.00034561 | 0.00038105 | 0.00056992 | 0.00055563 | 0.00050414 | 0.00051052 | 0.00073284 | 0.00065194
TAS | T2 | North West Tasmania | Solar | 0 | 8.3906e-05 | 7.9679e-05 | 8.8794e-05 | 8.6449e-05 | 7.2146e-05 | 8.4425e-05 | 0.00010897 | 0.00010117 | 0.00015462 | 0.00017082 | 0.00017012 | 0.0001648 | 0.00016458 | 0.00016345 | 0.00019026 | 0.0025507 | 205.8167 | 213.8587 | 247.0994 | 231.2359 | 241.216 | 243.1656 | 204.5211 | 230.7171 | 232.791 | 212.1183
TAS | T3 | Central Highlands | Solar | 0 | 9.9954e-05 | 9.7447e-05 | 0.00010978 | 0.00010953 | 9.1537e-05 | 9.3446e-05 | 0.00012706 | 0.00011839 | 0.00017368 | 0.00018581 | 0.00019957 | 0.0001929 | 0.00019827 | 0.00020404 | 0.0002014 | 0.00021329 | 0.00018491 | 0.0002225 | 0.00024946 | 0.00024131 | 0.0003465 | 0.00035107 | 0.00031618 | 0.00030924 | 0.00044815 | 0.0004149
Region | REZ | REZ Name | Technology | 2023-24 | 2024-25 | 2025-26 | 2026-27 | 2027-28 | 2028-29 | 2029-30 | 2030-31 | 2031-32 | 2032-33 | 2033-34 | 2034-35 | 2035-36 | 2036-37 | 2037-38 | 2038-39 | 2039-40 | 2040-41 | 2041-42 | 2042-43 | 2043-44 | 2044-45 | 2045-46 | 2046-47 | 2047-48 | 2048-49 | 2049-50
QLD | Q1 | Far North QLD | Wind | 1302.6723 | 3069.0441 | 3325.2256 | 3462.3014 | 3554.7631 | 3354.3084 | 3469.497 | 3763.7054 | 3777.1775 | 3868.4567 | 3356.3907 | 3476.7302 | 3638.5671 | 3752.4866 | 4006.984 | 4171.366 | 4158.5209 | 4037.4333 | 4084.2888 | 3710.1699 | 3752.6936 | 3861.266 | 3999.653 | 3795.3991 | 3909.61 | 3923.709 | 3845.1651
QLD | Q2 | North Qld Clean Energy Hub | Wind | 131.5648 | 139.847 | 159.8487 | 167.3269 | 170.8145 | 2829.4348 | 2747.5394 | 2691.2397 | 2743.2677 | 2610.7138 | 2349.685 | 2661.072 | 2706.4928 | 2777.9193 | 2856.6593 | 2802.7348 | 2676.0129 | 2624.7319 | 2545.5093 | 2341.1112 | 4747.8072 | 4756.248 | 4720.3622 | 4933.2551 | 4790.5739 | 4635.453 | 4565.0723
QLD | Q3 | Northern Qld | Wind | 0 | 0 | 0 | 0 | 0 | 0 | 0 | 0 | 0 | 0 | 0 | 0 | 0 | 0 | 0 | 0 | 0 | 0 | 0 | 0 | 0 | 0 | 0 | 0 | 0 | 0 | 0
QLD | Q4 | Isaac | Wind | 0 | 0.00076781 | 0.00082214 | 0.0007903 | 0.0023505 | 3095.8359 | 3054.0569 | 3221.1695 | 3240.3129 | 3040.1404 | 2843.4332 | 2894.4872 | 2703.7337 | 3107.2725 | 2925.9019 | 2914.4945 | 2989.3194 | 2891.1355 | 2784.5922 | 2647.159 | 2610.2017 | 2403.949 | 2755.07 | 2747.8968 | 2694.3564 | 5373.4295 | 5470.445
QLD | Q5 | Barcaldine | Wind | 0 | 0.00070481 | 0.00075153 | 0.0015005 | 0.0043381 | 0.006936 | 0.0068717 | 220.3594 | 264.9692 | 279.1207 | 284.9836 | 298.9488 | 293.4657 | 304.8046 | 272.7806 | 270.4756 | 272.5611 | 274.7343 | 289.2672 | 288.5616 | 308.455 | 302.3324 | 310.1017 | 279.9016 | 273.2007 | 282.1907 | 284.7833
QLD | Q6 | Fitzroy | Wind | 0 | 0.0029429 | 0.0030564 | 1577.5 | 2972.2756 | 3573.9242 | 3602.9558 | 3596.8691 | 3527.3003 | 3394.22 | 4728.1354 | 4821.2957 | 4581.1837 | 5054.4592 | 10420.953 | 10240.6386 | 9962.8398 | 9173.6518 | 9281.9727 | 8872.9708 | 9013.8317 | 8442.4774 | 9156.956 | 11960.535 | 11649.1444 | 11658.7462 | 10809.6272
QLD | Q7 | Wide Bay | Wind | 0 | 0.00053365 | 0.0005455 | 0.00059526 | 0.0006766 | 551.3211 | 536.5304 | 527.9351 | 463.8654 | 508.0482 | 475.0922 | 473.1053 | 459.9766 | 480.0932 | 522.136 | 518.1445 | 498.8388 | 417.0631 | 468.4973 | 455.4786 | 447.9339 | 432.4857 | 448.6621 | 1317.985 | 2619.2493 | 2639.9074 | 2325.0405
QLD | Q8 | Darling Downs | Wind | 2605.2872 | 4582.18 | 4748.113 | 4751.8326 | 7659.5283 | 9580.7181 | 9508.5875 | 13709.9381 | 13294.8238 | 17106.406 | 18935.2062 | 18306.3999 | 18083.5417 | 19159.6541 | 18908.1807 | 18482.8536 | 18606.4874 | 17363.9994 | 18080.9877 | 19856.4597 | 19308.4531 | 17707.9447 | 18551.566 | 23709.6574 | 22990.8374 | 26332.5497 | 24440.3903
QLD | Q9 | Banana | Wind | 0 | 0.00045047 | 0.00047743 | 0.00054937 | 0.00089877 | 503.7305 | 477.5574 | 492.6112 | 464.4752 | 468.9921 | 435.6784 | 438.8862 | 442.1346 | 468.968 | 468.1875 | 455.6343 | 470.52 | 1113.8276 | 2120.9975 | 2044.865 | 2021.4205 | 2039.4463 | 2171.855 | 4423.2007 | 4227.7573 | 4382.528 | 4030.0971
NSW | N1 | North West NSW | Wind | 0 | 0 | 0 | 0 | 0 | 0 | 0 | 0 | 0 | 0 | 0 | 0 | 0 | 0 | 0 | 0 | 0 | 0 | 0 | 0 | 0 | 0 | 0 | 0 | 0 | 0 | 0
NSW | N2 | New England | Wind | 1497.9278 | 1256.1402 | 1303.3138 | 1376.0721 | 10299.7192 | 13977.1903 | 12853.9109 | 12954.2946 | 12178.5563 | 12840.3847 | 12142.4376 | 12380.8146 | 17002.5811 | 17904.1869 | 21887.0257 | 19983.5347 | 19766.227 | 17250.4271 | 19697.8023 | 18938.1327 | 19384.507 | 19911.292 | 20064.079 | 21578.7865 | 19460.404 | 18704.332 | 16340.6193
NSW | N3 | Central-West Orana | Wind | 382.7882 | 6836.9151 | 6585.9872 | 9494.5066 | 11042.3653 | 11113.9733 | 11466.826 | 10976.3733 | 10621.0299 | 13856.0687 | 15312.1088 | 14896.4906 | 15565.2625 | 15905.7336 | 16089.6719 | 15849.1522 | 14966.5655 | 14905.5359 | 15435.0464 | 16949.6346 | 18369.4765 | 19150.4138 | 19712.3744 | 23597.804 | 25215.8461 | 26677.1186 | 25392.7768
NSW | N4 | Broken Hill | Wind | 632.7199 | 555.6066 | 583.9093 | 634.1669 | 641.4503 | 625.1832 | 640.102 | 649.8444 | 648.3967 | 619.5777 | 589.5911 | 590.0987 | 622.3607 | 624.7271 | 594.2255 | 600.4534 | 593.0768 | 583.9914 | 540.4978 | 526.1283 | 0.014038 | 0.015225 | 0.038346 | 572.404 | 576.6001 | 557.0825 | 597.0444
NSW | N5 | South West NSW | Wind | 0 | 0.00010257 | 0.00075934 | 0.00077206 | 0.00077333 | 0.00075288 | 0.00094861 | 0.0011419 | 0.0011844 | 0.0012314 | 0.0013194 | 0.0011756 | 0.0012109 | 0.0012509 | 0.0011451 | 0.001196 | 0.0011164 | 0.0012646 | 0.0011902 | 0.002013 | 0.0018028 | 0.0024937 | 0.0026401 | 0.0024936 | 0.0037434 | 0.0036188 | 0.0037113
NSW | N6 | Wagga Wagga | Wind | 0 | 0.00035992 | 0.00034082 | 0.00039152 | 0.00046497 | 0.00054741 | 0.00084498 | 0.00096221 | 0.00096058 | 0.00090438 | 0.00097894 | 0.00086318 | 0.00085394 | 0.0009282 | 0.00081948 | 0.0009043 | 0.00087685 | 0.0010699 | 0.00098133 | 0.0013964 | 0.0012079 | 0.0013129 | 0.0015201 | 0.0015161 | 0.0029777 | 0.00301 | 0.0031931
NSW | N7 | Tumut | Wind | 0 | 0 | 0 | 0 | 0 | 0 | 0 | 0 | 0 | 0 | 0 | 0 | 0 | 0 | 0 | 0 | 0 | 0 | 0 | 0 | 0 | 0 | 0 | 0 | 0 | 0 | 0
NSW | N8 | Cooma-Monaro | Wind | 327.4156 | 1235.9541 | 1365.8288 | 1406.8615 | 1396.4817 | 1361.2348 | 1372.431 | 1456.8609 | 1482.5061 | 1346.8051 | 1372.0844 | 1389.1494 | 1428.8684 | 1398.9739 | 1361.3871 | 1369.3303 | 1459.3607 | 1384.163 | 1293.6294 | 2256.2225 | 2222.9596 | 2308.3673 | 2554.573 | 2705.2125 | 2789.1636 | 2884.7919 | 2817.149
VIC | V1 | Ovens Murray | Wind | 0 | 0 | 0 | 0 | 0 | 0 | 0 | 0 | 0 | 0 | 0 | 0 | 0 | 0 | 0 | 0 | 0 | 0 | 0 | 0 | 0 | 0 | 0 | 0 | 0 | 0 | 0
VIC | V2 | Murray River | Wind | 0 | 0 | 0 | 0 | 0 | 0 | 0 | 0 | 0 | 0 | 0 | 0 | 0 | 0 | 0 | 0 | 0 | 0 | 0 | 0 | 0 | 0 | 0 | 0 | 0 | 0 | 0
VIC | V3 | Western Victoria | Wind | 3823.3705 | 3670.2786 | 3698.4816 | 3762.9545 | 6462.4715 | 6824.9596 | 7599.1912 | 7192.1594 | 8288.3072 | 7500.402 | 7516.4751 | 6697.7447 | 6999.7373 | 7208.0028 | 6406.8515 | 6844.4052 | 6337.8789 | 6681.9132 | 6108.4988 | 6448.9518 | 5797.2634 | 5212.4986 | 5682.4628 | 7380.8004 | 7483.206 | 7295.31 | 7187.3789
VIC | V4 | South West Victoria | Wind | 5851.7145 | 6988.3917 | 7322.2155 | 8922.1024 | 9075.2556 | 8256.3908 | 9046.357 | 8641.3372 | 9722.5401 | 8545.4696 | 8698.1539 | 8728.9877 | 8936.4169 | 8958.8032 | 7703.2604 | 7348.9921 | 6719.0761 | 6596.0102 | 6014.0693 | 6406.3911 | 6719.7345 | 6947.9422 | 6249.1143 | 5695.5679 | 9209.5027 | 9811.1383 | 12005.278
VIC | V5 | Gippsland | Wind | 0 | 1670.5762 | 1669.5472 | 1666.4153 | 1668.2111 | 1610.9943 | 1659.9097 | 1600.7584 | 1824.0925 | 1615.9773 | 1677.5228 | 1633.5459 | 1617.613 | 1606.9582 | 1483.973 | 1528.1733 | 1431.591 | 1527.9299 | 1408.0783 | 1528.4503 | 1532.3607 | 1540.9902 | 1598.6298 | 1519.6266 | 1561.0223 | 1502.8837 | 1653.3699
VIC | V6 | Central North VIC | Wind | 0 | 0.00079765 | 0.00075078 | 0.0013487 | 0.0013521 | 0.0014095 | 0.001401 | 785.7433 | 790.2353 | 991.6192 | 964.62 | 877.6938 | 943.2655 | 990.3978 | 966.1153 | 933.8023 | 938.3092 | 953.7918 | 966.1963 | 1058.398 | 932.6465 | 1099.6757 | 1131.7822 | 1083.2277 | 1072.674 | 1572.7399 | 1780.2084
SA | S1 | South East SA | Wind | 732.4911 | 2035.7027 | 1976.1582 | 3121.7611 | 3073.6072 | 2843.2545 | 2981.4628 | 2764.6214 | 3231.1903 | 2924.2299 | 3340.5696 | 3044.2101 | 3223.8306 | 3286.4754 | 2947.0987 | 2769.3967 | 2544.0003 | 2884.1105 | 2482.3737 | 3302.9575 | 3083.6313 | 3298.2769 | 3369.2895 | 3050.1648 | 3155.9879 | 2877.8013 | 3466.4698
SA | S2 | Riverland | Wind | 0 | 0.00045258 | 0.00042477 | 0.00063394 | 0.0005962 | 0.00056207 | 0.0006646 | 0.00094069 | 0.0010255 | 0.0010214 | 0.0014314 | 0.0012668 | 0.0013701 | 0.0013309 | 0.0012324 | 0.0013416 | 0.0012429 | 0.001284 | 0.0011146 | 0.0017561 | 0.0016033 | 0.0019634 | 0.0019296 | 0.0018119 | 0.0022446 | 0.0022705 | 0.0024176
SA | S3 | Mid-North SA | Wind | 4100.9526 | 4023.2524 | 3833.602 | 4279.7579 | 4241.5222 | 6367.0224 | 6516.585 | 6270.4069 | 6557.6716 | 6569.1092 | 6513.1801 | 5860.5183 | 6518.5113 | 5988.0314 | 6457.5902 | 6528.5093 | 5590.0299 | 5788.5337 | 5407.1482 | 6224.9087 | 5129.194 | 6657.3606 | 6287.0502 | 6036.0683 | 6921.5295 | 7634.4781 | 8574.4227
SA | S4 | Yorke Peninsula | Wind | 241.8141 | 224.0102 | 217.6993 | 286.7094 | 291.7597 | 278.8776 | 301.8172 | 279.9818 | 320.7993 | 289.6896 | 310.0145 | 273.3418 | 299.6556 | 314.8422 | 283.9806 | 302.4323 | 277.7668 | 310.6946 | 267.3292 | 290.237 | 263.3862 | 284.0181 | 299.7861 | 265.4316 | 274.4492 | 250.2104 | 268.3065
SA | S5 | Northern SA | Wind | 1291.154 | 1256.5256 | 1260.7087 | 1340.4469 | 1348.3106 | 1265.8424 | 1261.3061 | 1253.4592 | 1272.7794 | 1177.5372 | 1221.9145 | 1182.5467 | 1288.9265 | 1336.2998 | 1201.9948 | 1221.7347 | 1235.749 | 1239.8843 | 1091.8454 | 1146.837 | 1120.9467 | 1199.7806 | 581.7135 | 460.6101 | 459.2899 | 470.0003 | 496.1627
SA | S6 | Leigh Creek | Wind | 0 | 0.0010733 | 0.0010529 | 0.0015064 | 0.0014066 | 0.0034202 | 0.0035853 | 0.0034064 | 0.0032007 | 0.003378 | 0.0031976 | 0.0029957 | 0.0030748 | 0.0030733 | 359.4888 | 361.2659 | 354.5112 | 333.617 | 331.9552 | 322.6405 | 489.2876 | 533.537 | 517.23 | 4408.1173 | 5331.548 | 5098.4071 | 4739.1096
SA | S7 | Roxby Downs | Wind | 0 | 0 | 0 | 0 | 0 | 0 | 0 | 0 | 0 | 0 | 0 | 0 | 0 | 0 | 0 | 0 | 0 | 0 | 0 | 0 | 0 | 0 | 0 | 0 | 0 | 0 | 0
SA | S8 | Eastern Eyre Peninsula | Wind | 312.8297 | 294.3168 | 299.3932 | 342.7976 | 337.3779 | 346.0908 | 346.86 | 769.8119 | 811.1859 | 850.0144 | 872.0848 | 784.8539 | 746.5427 | 780.7142 | 696.4279 | 727.2082 | 702.3226 | 740.499 | 661.1599 | 695.6265 | 618.0993 | 870.2915 | 904.3126 | 822.1384 | 847.383 | 792.0023 | 815.5865
SA | S9 | Western Eyre Peninsula | Wind | 0 | 0.001053 | 0.0010014 | 0.0023967 | 0.0023797 | 0.0021982 | 0.0022153 | 0.0046728 | 0.0049707 | 0.010363 | 0.010923 | 0.0098359 | 0.010678 | 0.011131 | 0.010067 | 0.0099924 | 0.0095565 | 522.5228 | 464.1825 | 497.5691 | 442.1544 | 1100.2409 | 1135.7449 | 1063.5189 | 1061.1127 | 1011.9539 | 1049.5618
TAS | T1 | North East Tasmania | Wind | 500.7797 | 852.9407 | 940.3759 | 885.0345 | 929.3158 | 871.5048 | 802.2075 | 888.3708 | 905.157 | 905.7929 | 915.6405 | 971.3744 | 903.8355 | 962.1618 | 884.2175 | 832.1301 | 798.2405 | 807.4912 | 803.0453 | 834.0816 | 917.1455 | 859.0519 | 938.2435 | 875.1128 | 835.2335 | 809.14 | 850.4676
TAS | T2 | North West Tasmania | Wind | 877.2254 | 838.1921 | 891.4647 | 952.9396 | 961.5731 | 1260.1495 | 1210.3018 | 1164.1462 | 4987.7437 | 4983.6486 | 4787.6363 | 4847.0725 | 4954.7407 | 5011.2473 | 4856.512 | 4692.2364 | 4486.9612 | 4762.3109 | 4700.6925 | 4591.8623 | 4697.2128 | 4834.9354 | 4953.471 | 4832.2095 | 4687.8633 | 4517.1283 | 4907.8892
TAS | T3 | Central Highlands | Wind | 491.2283 | 2918.5078 | 3089.0321 | 3373.3973 | 3843.1755 | 3614.5988 | 5659.1495 | 5622.7371 | 5948.7281 | 5850.5163 | 5582.1862 | 5787.6659 | 5810.9821 | 6064.7938 | 5732.2046 | 5596.326 | 5826.5276 | 6277.9731 | 6115.9725 | 5903.9276 | 6171.4998 | 5989.7358 | 6314.205 | 6084.587 | 5937.7523 | 5811.253 | 6174.6471
Region | REZ | REZ Name | Technology | 2023-24 | 2024-25 | 2025-26 | 2026-27 | 2027-28 | 2028-29 | 2029-30 | 2030-31 | 2031-32 | 2032-33 | 2033-34 | 2034-35 | 2035-36 | 2036-37 | 2037-38 | 2038-39 | 2039-40 | 2040-41 | 2041-42 | 2042-43 | 2043-44 | 2044-45 | 2045-46 | 2046-47 | 2047-48 | 2048-49 | 2049-50
NSW | O1 | Hunter Coast | Offshore Wind | 0 | 0 | 0 | 4.6948e-05 | 5.0299e-05 | 5.9179e-05 | 5.351e-05 | 7.2951e-05 | 6.6804e-05 | 7.4783e-05 | 0.00010347 | 0.00010898 | 0.00010693 | 0.00010939 | 0.00012453 | 0.00010743 | 0.00015706 | 0.00014357 | 0.00015788 | 0.00024508 | 0.00024427 | 0.00024676 | 0.00026236 | 0.00032619 | 0.0002777 | 0.00037067 | 0.00033174
NSW | O2 | Illawarra Coast | Offshore Wind | 0 | 0 | 0 | 4.6492e-05 | 4.8573e-05 | 5.6165e-05 | 5.4887e-05 | 7.8828e-05 | 7.4928e-05 | 7.6391e-05 | 0.00011095 | 0.00010538 | 0.00010333 | 0.00010172 | 0.00011891 | 0.00010823 | 0.00017488 | 0.00017848 | 0.00017041 | 0.00025749 | 0.00024004 | 0.00023757 | 0.00022971 | 0.00031906 | 0.00028653 | 0.00048248 | 0.00045655
VIC | O3 | Gippsland Coast | Offshore Wind | 0 | 0 | 0 | 5.7831e-05 | 5.6337e-05 | 1537.714 | 3129.5322 | 4503.7285 | 6835.066 | 7634.874 | 10483.506 | 12981.182 | 14729.241 | 17876.56 | 20654.76 | 20790.752 | 19711.916 | 22710.121 | 20818.031 | 21837.621 | 22049.256 | 21935.59 | 22090.549 | 22012.504 | 22367.902 | 21460.596 | 24082.113
TAS | O4 | North West Tasmania Coast | Offshore Wind | 0 | 0 | 0 | 4.4129e-05 | 5.0505e-05 | 5.4363e-05 | 6.1779e-05 | 6.2056e-05 | 7.8694e-05 | 8.2019e-05 | 9.7279e-05 | 9.748e-05 | 9.1762e-05 | 9.5584e-05 | 9.9795e-05 | 0.0001183 | 0.00013681 | 0.0001905 | 0.00018015 | 0.00018419 | 0.00018023 | 0.00017939 | 0.00018554 | 0.00018747 | 0.00019032 | 0.00017945 | 0.00020284
VIC | O5 | Portland Coast | Offshore Wind | 0 | 0 | 0 | 4.8716e-05 | 5.0378e-05 | 0.00072131 | 0.0025194 | 0.0023412 | 0.0025212 | 0.0022432 | 0.0024394 | 0.014299 | 533.1662 | 1003.7546 | 1493.9153 | 5408.882 | 8352.637 | 11377.669 | 10396.236 | 11200.15 | 11175.22 | 11149.98 | 12050.528 | 11244.267 | 12173.715 | 11250.522 | 12224.989
SA | O6 | South East SA Coast | Offshore Wind | 0 | 0 | 0 | 4.3276e-05 | 4.6753e-05 | 4.7009e-05 | 6.0505e-05 | 6.372e-05 | 7.5226e-05 | 7.2506e-05 | 8.6652e-05 | 8.3523e-05 | 8.4784e-05 | 9.3405e-05 | 9.0968e-05 | 0.00012192 | 0.0001284 | 0.00015871 | 0.00013312 | 0.00015139 | 0.00015738 | 0.00015764 | 0.00018019 | 0.00017352 | 0.00022459 | 0.00022212 | 0.00026804

## Option 5_REZ Capacity
Installed capacity by REZ (MW) - Option 5, Step Change Scenario
Capacity calculated on 1 July. In early study years some wind and solar projects enter later in the financial year and are therefore reflected in the following financial year's capacity.
Note: the REZ capacity includes capacity from the existing, committed and anticipated renewables mapped to the relevant REZs
Explicitly modelled generation
Region | REZ | REZ Name | Technology | 2023-24 | 2024-25 | 2025-26 | 2026-27 | 2027-28 | 2028-29 | 2029-30 | 2030-31 | 2031-32 | 2032-33 | 2033-34 | 2034-35 | 2035-36 | 2036-37 | 2037-38 | 2038-39 | 2039-40 | 2040-41 | 2041-42 | 2042-43 | 2043-44 | 2044-45 | 2045-46 | 2046-47 | 2047-48 | 2048-49 | 2049-50
QLD | Q1 | Far North QLD | Solar | 0 | 0 | 0 | 0 | 0 | 0 | 0 | 0 | 0 | 0 | 0 | 0 | 0 | 0 | 0 | 0 | 0.00011572 | 0.0001159 | 0.00011632 | 0.00013071 | 0.00014313 | 0.00014357 | 0.00014675 | 0.00017961 | 0.00017994 | 0.00020173 | 0.00020201
QLD | Q2 | North Qld Clean Energy Hub | Solar | 83 | 83 | 83 | 83 | 83 | 83 | 83 | 83 | 83 | 83 | 83 | 83 | 83 | 83 | 33.0001 | 33.0001 | 33.0001 | 33.0001 | 33.0001 | 33.0002 | 33.0002 | 33.0002 | 33.0002 | 18.0002 | 18.0002 | 0.00022075 | 0.00022112
QLD | Q3 | Northern Qld | Solar | 513.997 | 513.997 | 513.9971 | 513.9971 | 513.9971 | 513.998 | 513.998 | 513.998 | 513.998 | 513.998 | 513.998 | 513.998 | 513.998 | 513.998 | 514.0012 | 514.0012 | 514.5947 | 514.5947 | 514.5947 | 972.6259 | 844.6259 | 844.6259 | 844.6259 | 1640.9749 | 1530.5749 | 1530.5749 | 1397.9779
QLD | Q4 | Isaac | Solar | 684.9 | 684.9 | 684.9001 | 684.9001 | 684.9001 | 684.9003 | 684.9003 | 684.9004 | 684.9004 | 684.9006 | 684.9006 | 684.9006 | 684.9006 | 684.9006 | 684.9008 | 684.9011 | 684.9033 | 684.9033 | 684.9033 | 1150.5881 | 1150.5881 | 1108.0881 | 1458.1022 | 3903.5003 | 3903.5008 | 4123.121 | 3965.621
QLD | Q5 | Barcaldine | Solar | 14 | 14 | 14.0001 | 14.0001 | 14.0001 | 17.7265 | 17.7265 | 17.7265 | 17.7265 | 17.7265 | 17.7265 | 17.7265 | 17.7265 | 17.7265 | 37.4724 | 37.4724 | 73.196 | 73.196 | 73.196 | 73.1961 | 61.5861 | 61.5861 | 79.6281 | 90.609 | 90.609 | 91.8613 | 91.8613
QLD | Q6 | Fitzroy | Solar | 401.5 | 401.5 | 401.5001 | 401.5001 | 401.5001 | 401.5003 | 401.5005 | 401.5009 | 429.055 | 916.409 | 1126.1313 | 1126.1313 | 1126.1313 | 1126.1313 | 2791.8037 | 3246.4568 | 5956.751 | 7717.7397 | 7717.7397 | 7934.5 | 7934.5 | 7934.5 | 7934.5 | 7934.5 | 7934.5 | 7934.5 | 7934.5
QLD | Q7 | Wide Bay | Solar | 619.03 | 619.03 | 619.03 | 619.03 | 619.03 | 619.0302 | 619.0302 | 619.0303 | 619.0303 | 619.0305 | 619.0305 | 619.0305 | 619.0305 | 619.0305 | 619.0322 | 619.0322 | 646.1156 | 715.0073 | 1113.7054 | 2819.03 | 2819.03 | 2819.03 | 2819.03 | 2819.03 | 2596.53 | 2596.53 | 2586.9664
QLD | Q8 | Darling Downs | Solar | 1330.558 | 1476.558 | 1476.5581 | 1476.5581 | 1476.5581 | 1538.3851 | 1538.3851 | 2281.832 | 2475.9595 | 3189.1991 | 3886.3844 | 4756.1676 | 4756.1676 | 4635.1676 | 4939.4144 | 5001.2497 | 7461.81 | 7461.81 | 7461.81 | 8347.558 | 8322.558 | 8163.958 | 8131.854 | 7882.5 | 7482.5 | 8196.7646 | 10026.069
QLD | Q9 | Banana | Solar | 0 | 0 | 0.00011595 | 0.00013058 | 0.00013183 | 0.00030622 | 26.7507 | 55.9635 | 127.8768 | 127.8768 | 139.3406 | 139.3406 | 139.3406 | 139.3406 | 190.7982 | 193.1443 | 1412.9196 | 2238.536 | 2238.536 | 6100 | 6100 | 6100 | 6100 | 6205.2803 | 6580.373 | 6585.678 | 7430.178
NSW | N1 | North West NSW | Solar | 166 | 166.0001 | 166.0002 | 166.0002 | 166.004 | 173.0603 | 181.0751 | 184.933 | 184.933 | 187.2961 | 187.2961 | 187.2961 | 187.2961 | 187.2961 | 192.2183 | 198.8452 | 223.1303 | 247.4453 | 252.4567 | 252.4567 | 263.5196 | 263.5196 | 263.5196 | 268.483 | 270.435 | 271.4025 | 271.4026
NSW | N2 | New England | Solar | 555 | 555 | 555 | 555 | 555.0004 | 555.0004 | 555.0007 | 867.6 | 867.6 | 867.6 | 1229.516 | 1229.516 | 1229.516 | 1253.4507 | 2236.5355 | 2236.5355 | 2651.2524 | 3540 | 3540 | 3860.9072 | 3840.9072 | 3840.9072 | 3840.9072 | 3840.9072 | 3840.9072 | 3840.9072 | 5811.6694
NSW | N3 | Central-West Orana | Solar | 826.979 | 906.9801 | 1772.0751 | 1772.0751 | 1772.0751 | 1772.0752 | 2255.9285 | 3366.9487 | 3366.9487 | 3684.5076 | 4472.8498 | 4472.8498 | 4472.8498 | 4472.8498 | 4472.8498 | 4950.5105 | 6697.7812 | 6697.7812 | 6697.7812 | 7654.954 | 7654.954 | 7654.954 | 7654.954 | 8876.2396 | 8946.45 | 10474.61 | 10271.57
NSW | N4 | Broken Hill | Solar | 53 | 53 | 53 | 53 | 53.0001 | 53.0002 | 53.0003 | 53.0003 | 53.0003 | 53.0003 | 53.0003 | 53.0008 | 53.0008 | 53.0008 | 53.0156 | 53.0156 | 105.7053 | 105.7053 | 105.7053 | 105.7053 | 339.1391 | 339.1391 | 339.1391 | 339.1391 | 339.1391 | 339.1391 | 339.1391
NSW | N5 | South West NSW | Solar | 1246.4 | 1500.5 | 1500.5322 | 1500.5322 | 1500.5322 | 1500.5322 | 1500.5323 | 1500.5323 | 1500.5323 | 1764.7717 | 1764.7717 | 1764.7717 | 1764.7717 | 1764.7717 | 2036.0018 | 1885.7018 | 2327.0838 | 2936.6089 | 4816.9534 | 4816.9534 | 5058.43 | 5058.43 | 5058.43 | 5159.349 | 5159.349 | 5159.349 | 4923.04
NSW | N6 | Wagga Wagga | Solar | 302.672 | 682.672 | 682.6721 | 682.6721 | 682.6722 | 1138.9692 | 1708.9268 | 1708.9269 | 1708.9269 | 1710.672 | 1710.672 | 1710.672 | 1710.672 | 1710.672 | 1710.672 | 1710.672 | 1710.672 | 1710.672 | 1710.6722 | 1710.6722 | 1710.6722 | 1710.6722 | 1710.6722 | 1710.6722 | 1710.6724 | 1710.6724 | 1710.6724
NSW | N7 | Tumut | Solar | 0 | 0 | 0 | 0 | 0 | 0 | 0 | 0 | 0 | 0 | 0 | 0 | 0 | 0 | 0 | 0 | 0 | 0 | 0 | 0 | 0 | 0 | 0 | 0 | 0 | 0 | 0
NSW | N8 | Cooma-Monaro | Solar | 0 | 0 | 0 | 0 | 0 | 0 | 0 | 0 | 0 | 0 | 0 | 0 | 0 | 0 | 0 | 0 | 0 | 0 | 0 | 0 | 0 | 0 | 0 | 0 | 0 | 0 | 0
VIC | V1 | Ovens Murray | Solar | 0 | 0.00017663 | 0.0001778 | 0.00018543 | 0.00018547 | 0.00018659 | 0.00019075 | 0.00029784 | 0.0002979 | 0.00052527 | 0.00052534 | 0.00052549 | 0.00052554 | 0.00052589 | 0.001657 | 0.0016717 | 0.0016928 | 0.0016932 | 685.9049 | 685.9049 | 824.3983 | 824.3983 | 1000 | 1000 | 1000 | 1000 | 1000
VIC | V2 | Murray River | Solar | 679.093 | 679.093 | 679.093 | 679.093 | 679.093 | 679.093 | 679.093 | 679.0931 | 679.0933 | 1435.4631 | 1435.4631 | 1435.4631 | 1435.4631 | 1435.4631 | 1501.9321 | 1501.9321 | 1612.2994 | 1612.2994 | 1657.5306 | 1728.0251 | 2071.717 | 2071.717 | 2040.614 | 2085.1182 | 2085.1182 | 2080.779 | 1981.7014
VIC | V3 | Western Victoria | Solar | 0 | 0 | 0 | 0.00050564 | 0.00051282 | 0.00051413 | 0.00051955 | 0.00061389 | 0.00061406 | 0.0053941 | 0.0053943 | 0.005399 | 0.0053992 | 0.0054013 | 0.0054254 | 0.0054306 | 0.0054419 | 0.0054425 | 515.4395 | 515.4395 | 515.4396 | 919.7641 | 919.7641 | 919.7641 | 919.7642 | 919.7642 | 919.7642
VIC | V4 | South West Victoria | Solar | 0 | 0 | 0 | 0 | 0 | 0 | 0 | 0 | 0 | 0 | 0 | 0 | 0 | 0 | 0 | 0 | 0 | 0 | 0 | 0 | 0 | 0 | 0 | 0 | 0 | 0 | 0
VIC | V5 | Gippsland | Solar | 0 | 0 | 0 | 0.00024263 | 0.00024272 | 0.00024303 | 0.00024482 | 0.00025232 | 0.0002525 | 0.00028087 | 0.00028505 | 0.00044374 | 0.000444 | 0.00044611 | 0.0004482 | 0.00045459 | 0.00072625 | 0.00073113 | 0.0020419 | 0.0020881 | 500.0002 | 500.0002 | 500.0002 | 500.0002 | 500.0002 | 500.0003 | 500.0003
VIC | V6 | Central North VIC | Solar | 402.48 | 402.4801 | 402.4801 | 402.4802 | 402.4802 | 402.4802 | 402.4802 | 402.4803 | 402.4803 | 402.4805 | 402.4805 | 402.4805 | 402.4805 | 402.4805 | 402.4808 | 402.4808 | 402.481 | 402.481 | 402.481 | 402.4818 | 832.9393 | 722.4593 | 784.7699 | 809.0405 | 809.0405 | 828.369 | 828.369
SA | S1 | South East SA | Solar | 155.16 | 155.1601 | 155.1601 | 155.1601 | 155.1601 | 155.1601 | 155.1601 | 155.1602 | 155.1602 | 155.1603 | 155.1603 | 155.1604 | 155.1604 | 155.1604 | 155.1605 | 155.1605 | 155.1607 | 155.1608 | 108.0027 | 108.0027 | 108.0027 | 108.0027 | 108.0027 | 108.0027 | 108.0027 | 108.0027 | 0.002748
SA | S2 | Riverland | Solar | 25.26 | 25.2601 | 25.2602 | 25.2602 | 25.2602 | 25.2602 | 25.2602 | 25.2603 | 19.1403 | 460.5294 | 460.5294 | 460.5294 | 460.5294 | 460.5294 | 1122.3791 | 1122.3791 | 1196.0207 | 1708.548 | 3892.2526 | 3892.2526 | 4007.38 | 4007.38 | 4000 | 4000 | 4000 | 4000 | 4000
SA | S3 | Mid-North SA | Solar | 0 | 0.00010947 | 0.00013193 | 0.00013292 | 0.00013332 | 0.00013407 | 0.00013545 | 0.00020456 | 0.00020473 | 0.00027165 | 0.00027583 | 0.00054664 | 0.00054671 | 0.00054717 | 0.00099759 | 0.00099901 | 0.001146 | 0.0011475 | 0.0011481 | 0.0015929 | 0.17514 | 0.17514 | 0.17514 | 0.17514 | 0.17514 | 0.17516 | 0.17516
SA | S4 | Yorke Peninsula | Solar | 0 | 0 | 0 | 0 | 0 | 0 | 0 | 0 | 0 | 0 | 0 | 0 | 0 | 0 | 0 | 0 | 0 | 0 | 0 | 0 | 0 | 0 | 0 | 0 | 0 | 0 | 0
SA | S5 | Northern SA | Solar | 349.2 | 349.2001 | 349.2001 | 349.2001 | 349.2001 | 349.2001 | 349.2001 | 349.2002 | 349.2002 | 349.2004 | 349.2004 | 349.2006 | 349.2006 | 349.2006 | 349.2017 | 349.2017 | 349.2058 | 349.2059 | 646.7258 | 646.7258 | 2395.5359 | 2125.5359 | 2125.5359 | 2125.5359 | 2046.3359 | 2046.3359 | 2046.3359
SA | S6 | Leigh Creek | Solar | 0 | 0.00010642 | 0.0001578 | 0.0001895 | 0.00018979 | 0.00019205 | 0.00020025 | 0.00035568 | 0.00035584 | 0.00039852 | 0.00039873 | 0.0007125 | 0.00071258 | 0.00071297 | 86.7381 | 86.7381 | 86.7382 | 86.7382 | 86.7382 | 86.7382 | 337.0282 | 833.2624 | 833.2624 | 1133.713 | 1133.713 | 1506.239 | 1788.186
SA | S7 | Roxby Downs | Solar | 0 | 0.0001232 | 0.00020358 | 0.00020866 | 0.00020886 | 0.00021027 | 0.00021068 | 0.00035754 | 0.00035767 | 0.00065383 | 0.00065404 | 291.2153 | 291.2153 | 291.2153 | 598.8718 | 598.8718 | 623.0501 | 623.0501 | 623.0501 | 623.0501 | 726.3834 | 726.3834 | 726.3834 | 726.3834 | 726.3834 | 726.3834 | 726.3834
SA | S8 | Eastern Eyre Peninsula | Solar | 0 | 0 | 0 | 0 | 0 | 0 | 0 | 0.0001339 | 0.00013407 | 0.00016048 | 0.00016897 | 0.00025323 | 0.0002533 | 0.00025433 | 0.00029902 | 0.00030117 | 0.00044885 | 0.00044974 | 0.00045031 | 0.00059443 | 0.00075939 | 0.00075953 | 0.00075967 | 0.0007607 | 0.00076111 | 0.00076946 | 0.00086635
SA | S9 | Western Eyre Peninsula | Solar | 0 | 0 | 0.00012426 | 0.00013135 | 0.00013168 | 0.00013236 | 0.00013353 | 0.00020238 | 0.00020259 | 0.00036942 | 0.00036969 | 0.00058229 | 0.00058235 | 0.00058278 | 0.0010134 | 0.0010152 | 0.0016622 | 29.6926 | 29.6926 | 82.8256 | 170.6641 | 170.6641 | 170.6641 | 170.6641 | 170.6641 | 170.6641 | 178.5026
TAS | T1 | North East Tasmania | Solar | 0 | 0 | 0.00010011 | 0.0001131 | 0.0001133 | 0.00011358 | 0.00011498 | 0.00014769 | 0.00014799 | 0.00021913 | 0.00021968 | 0.00026292 | 0.00026314 | 0.00026391 | 0.00026602 | 0.00026806 | 0.00027207 | 0.00027231 | 0.00029139 | 0.000296 | 0.00032188 | 0.00046426 | 0.00046506 | 0.00046736 | 0.000468 | 0.00063269 | 0.00063335
TAS | T2 | North West Tasmania | Solar | 0 | 0 | 0 | 0 | 0 | 0 | 0 | 0 | 0 | 0.00013405 | 0.00013452 | 0.00013941 | 0.00013963 | 0.00014038 | 0.00016399 | 0.00017711 | 0.0022556 | 150 | 150 | 150 | 150 | 150 | 150 | 150 | 150 | 150 | 150
TAS | T3 | Central Highlands | Solar | 0 | 0 | 0 | 0 | 0 | 0 | 0 | 0.00010389 | 0.00010447 | 0.00014121 | 0.00014216 | 0.00015459 | 0.00015477 | 0.00015597 | 0.00018845 | 0.00018993 | 0.00019566 | 0.00019608 | 0.00022469 | 0.00022851 | 0.00023161 | 0.00031947 | 0.00032041 | 0.00032619 | 0.00032698 | 0.00042937 | 0.00043062
Region | REZ | REZ Name | Technology | 2023-24 | 2024-25 | 2025-26 | 2026-27 | 2027-28 | 2028-29 | 2029-30 | 2030-31 | 2031-32 | 2032-33 | 2033-34 | 2034-35 | 2035-36 | 2036-37 | 2037-38 | 2038-39 | 2039-40 | 2040-41 | 2041-42 | 2042-43 | 2043-44 | 2044-45 | 2045-46 | 2046-47 | 2047-48 | 2048-49 | 2049-50
QLD | Q1 | Far North QLD | Wind | 337.318 | 829.3204 | 829.3204 | 829.3204 | 829.3204 | 829.3204 | 829.3204 | 875.0754 | 875.0754 | 905.6962 | 907.3185 | 907.3185 | 907.3185 | 907.3185 | 1042.6198 | 1042.6198 | 1042.6198 | 1042.6198 | 1046.9372 | 1090.4014 | 1010.0519 | 1010.0519 | 1010.0519 | 1040.5504 | 1040.5504 | 1031.0649 | 1045.9617
QLD | Q2 | North Qld Clean Energy Hub | Wind | 43.2 | 51.1975 | 51.1975 | 51.1975 | 51.1975 | 746.6792 | 746.6792 | 746.6792 | 746.6792 | 746.6792 | 760.4697 | 781.3519 | 781.3519 | 781.352 | 793.3525 | 793.3525 | 793.3525 | 793.3525 | 793.3525 | 807.8809 | 1475.1093 | 1475.1093 | 1431.9093 | 1450.8777 | 1450.8777 | 1450.8778 | 1450.8778
QLD | Q3 | Northern Qld | Wind | 0 | 0 | 0 | 0 | 0 | 0 | 0 | 0 | 0 | 0 | 0 | 0 | 0 | 0 | 0 | 0 | 0 | 0 | 0 | 0 | 0 | 0 | 0 | 0 | 0 | 0 | 0
QLD | Q4 | Isaac | Wind | 0 | 0.00032627 | 0.00032644 | 0.0003399 | 0.00083018 | 1000.0003 | 1000.0003 | 1000.0007 | 1000.0008 | 1000.0008 | 1000.0008 | 1000.0008 | 1000.0008 | 1000.0008 | 1000.0008 | 1000.0008 | 1000.0008 | 1000.0008 | 1000.0008 | 1000.0008 | 1000.0008 | 1000.0008 | 1000.0008 | 1000.0082 | 1000.0082 | 2065.5126 | 2065.5126
QLD | Q5 | Barcaldine | Wind | 0 | 0.00030832 | 0.00030867 | 0.00058715 | 0.0015458 | 0.0027826 | 0.002784 | 83.1352 | 98.6113 | 100.6781 | 113.5337 | 113.5337 | 113.5337 | 113.5337 | 113.5337 | 113.5337 | 113.5337 | 114.538 | 114.538 | 123.0602 | 126.9781 | 126.9781 | 126.9781 | 127.5171 | 127.5171 | 127.5172 | 127.5172
QLD | Q6 | Fitzroy | Wind | 0 | 0.0010611 | 0.0010616 | 524.7178 | 900.0002 | 1112.6095 | 1112.6095 | 1112.6097 | 1112.6097 | 1112.6097 | 1704.8071 | 1704.8071 | 1704.8071 | 1704.8071 | 3500 | 3500 | 3500 | 3500 | 3500 | 3500 | 3500 | 3500 | 3500 | 4295.8357 | 4295.8357 | 4295.8357 | 4295.8357
QLD | Q7 | Wide Bay | Wind | 0 | 0.00025505 | 0.00025533 | 0.00027853 | 0.00030887 | 196.4823 | 196.4823 | 196.4823 | 196.4823 | 196.4823 | 196.4823 | 196.4823 | 196.4823 | 196.4823 | 196.4823 | 196.4823 | 196.4823 | 196.4823 | 196.4823 | 196.4823 | 196.4823 | 196.4823 | 196.4823 | 545.9138 | 1100.0001 | 1100.0001 | 1100.0001
QLD | Q8 | Darling Downs | Wind | 753 | 1540.5276 | 1540.5276 | 1540.5278 | 2325.9982 | 3031.8819 | 3080.9618 | 4545.4329 | 4545.4329 | 5788.0154 | 6525.9976 | 6525.9976 | 6525.9976 | 6525.9976 | 6525.9976 | 6525.9976 | 6525.9976 | 6525.9976 | 6525.9976 | 7170.4476 | 7170.4476 | 6717.4476 | 6717.4476 | 8741.044 | 8741.044 | 9520.3916 | 9520.3916
QLD | Q9 | Banana | Wind | 0 | 0.00012912 | 0.0001292 | 0.00026063 | 0.00038818 | 183.637 | 183.637 | 183.637 | 183.637 | 183.6372 | 183.6372 | 183.6372 | 183.6372 | 183.6372 | 183.6375 | 183.6376 | 183.6376 | 461.2226 | 862.9112 | 862.9112 | 862.9112 | 862.9112 | 862.9112 | 1849.1715 | 1849.1715 | 1849.1715 | 1849.1715
NSW | N1 | North West NSW | Wind | 0 | 0 | 0 | 0 | 0 | 0 | 0 | 0 | 0 | 0 | 0 | 0 | 0 | 0 | 0 | 0 | 0 | 0 | 0 | 0 | 0 | 0 | 0 | 0 | 0 | 0 | 0
NSW | N2 | New England | Wind | 442.48 | 442.4846 | 453.9133 | 453.9133 | 3240.5381 | 4015.7449 | 4021.5966 | 4092.2348 | 4092.2348 | 4092.2348 | 4140.1922 | 4305.9446 | 5757.486 | 6021.3526 | 6954.6065 | 6782.1265 | 6782.1265 | 6782.1265 | 6955.2944 | 7063.8696 | 7400 | 7400 | 7400 | 7400 | 7400 | 7400 | 7400
NSW | N3 | Central-West Orana | Wind | 113.19 | 2238.268 | 2238.268 | 3113.19 | 3542.8372 | 3542.8372 | 3702.0477 | 3702.0477 | 3702.0477 | 4767.1495 | 5320.1734 | 5320.1734 | 5320.1734 | 5320.1734 | 5320.1734 | 5320.1734 | 5320.1734 | 5539.751 | 5600.4537 | 6390.383 | 7225.752 | 7225.752 | 7225.752 | 8373.1124 | 9204.137 | 10101.232 | 9988.042
NSW | N4 | Broken Hill | Wind | 198.94 | 198.9401 | 198.9401 | 198.9403 | 198.9403 | 198.9405 | 198.9409 | 198.9414 | 198.9414 | 198.9422 | 198.9422 | 198.9422 | 198.9422 | 198.9422 | 198.9422 | 198.9423 | 198.9423 | 198.9423 | 198.9423 | 198.9471 | 0.0071155 | 0.0073784 | 0.017543 | 246.7571 | 246.7571 | 246.7571 | 246.7571
NSW | N5 | South West NSW | Wind | 0 | 0 | 0.00034179 | 0.00035109 | 0.00035258 | 0.00035724 | 0.00042491 | 0.0005232 | 0.00053014 | 0.00058 | 0.00060542 | 0.00060601 | 0.00060662 | 0.00060838 | 0.00061163 | 0.0006142 | 0.00061554 | 0.00069191 | 0.0006974 | 0.0011024 | 0.0011054 | 0.0014336 | 0.0014591 | 0.0014715 | 0.0021207 | 0.0021245 | 0.0021269
NSW | N6 | Wagga Wagga | Wind | 0 | 0 | 0 | 0.00010745 | 0.00022951 | 0.00028276 | 0.00040377 | 0.00046657 | 0.00046755 | 0.00047052 | 0.00047853 | 0.0004787 | 0.00047897 | 0.00048171 | 0.00048356 | 0.00050562 | 0.00051558 | 0.0006307 | 0.00063191 | 0.00080708 | 0.00080748 | 0.00085529 | 0.00091002 | 0.00098694 | 0.0018354 | 0.0018663 | 0.0019813
NSW | N7 | Tumut | Wind | 0 | 0 | 0 | 0 | 0 | 0 | 0 | 0 | 0 | 0 | 0 | 0 | 0 | 0 | 0 | 0 | 0 | 0 | 0 | 0 | 0 | 0 | 0 | 0 | 0 | 0 | 0
NSW | N8 | Cooma-Monaro | Wind | 113 | 372.2393 | 411.1097 | 411.1097 | 411.1097 | 411.1097 | 413 | 413 | 413 | 413 | 413 | 413 | 413 | 413.0001 | 413.0001 | 413.0001 | 415.7998 | 386.2219 | 386.2219 | 653.6578 | 653.6578 | 653.6578 | 752.9668 | 828 | 828 | 828 | 828
VIC | V1 | Ovens Murray | Wind | 0 | 0 | 0 | 0 | 0 | 0 | 0 | 0 | 0 | 0 | 0 | 0 | 0 | 0 | 0 | 0 | 0 | 0 | 0 | 0 | 0 | 0 | 0 | 0 | 0 | 0 | 0
VIC | V2 | Murray River | Wind | 0 | 0 | 0 | 0 | 0 | 0 | 0 | 0 | 0 | 0 | 0 | 0 | 0 | 0 | 0 | 0 | 0 | 0 | 0 | 0 | 0 | 0 | 0 | 0 | 0 | 0 | 0
VIC | V3 | Western Victoria | Wind | 1934.5 | 1934.5 | 1934.5 | 1934.5 | 2178.3146 | 2454.2844 | 2634.5006 | 2634.5015 | 2634.5015 | 2634.5015 | 2582.0019 | 2390.0019 | 2390.0019 | 2390.0019 | 2390.0019 | 2390.0019 | 2390.0019 | 2390.0019 | 2390.0019 | 2358.9519 | 2227.7519 | 1915.7519 | 1948.526 | 2958.1254 | 2718.1254 | 2989.5646 | 2809
VIC | V4 | South West Victoria | Wind | 2023.21 | 2405.1382 | 2405.1382 | 2793.6027 | 2793.6027 | 2793.6027 | 2881.2549 | 2881.2557 | 2881.2557 | 2881.2557 | 2881.2557 | 2881.2557 | 2881.2557 | 2881.2557 | 2814.0557 | 2394.0557 | 2394.0557 | 2271.8057 | 2271.8057 | 2252.3057 | 2291.1815 | 2291.1815 | 1916.2574 | 1916.2574 | 2865.0542 | 3325.2653 | 3780.6
VIC | V5 | Gippsland | Wind | 0 | 500.0002 | 500.0002 | 500.0006 | 500.0006 | 500.0006 | 500.0006 | 500.0006 | 500.0006 | 500.0006 | 500.0006 | 500.0006 | 500.0006 | 500.0006 | 500.0006 | 500.0006 | 500.0006 | 500.0006 | 500.0006 | 500.0007 | 500.0007 | 500.0007 | 500.0008 | 500.0011 | 500.0016 | 500.0016 | 500.0021
VIC | V6 | Central North VIC | Wind | 0 | 0.00033881 | 0.00033885 | 0.00054642 | 0.00054776 | 0.00059464 | 0.00059781 | 287.6595 | 287.6595 | 354.183 | 354.183 | 354.183 | 354.183 | 354.183 | 354.183 | 354.183 | 354.183 | 354.1834 | 354.1834 | 400.0021 | 400.0021 | 427.945 | 427.9451 | 427.9451 | 435.3495 | 661.5673 | 730.8679
SA | S1 | South East SA | Wind | 324.5 | 759.0253 | 759.0253 | 1059.4281 | 1059.4281 | 1059.4281 | 1091.5614 | 1079.2789 | 1079.2789 | 1079.2789 | 1183.0469 | 1183.0469 | 1102.5469 | 1102.5469 | 1102.5469 | 943.5469 | 943.5469 | 904.5469 | 904.5469 | 1141.2632 | 1162.1203 | 1162.1203 | 1162.1203 | 1162.1203 | 1162.1203 | 1162.1203 | 1262.3525
SA | S2 | Riverland | Wind | 0 | 0.00023476 | 0.00023482 | 0.00029896 | 0.00030024 | 0.00030636 | 0.00034055 | 0.00049259 | 0.00049457 | 0.00054233 | 0.00070021 | 0.00070133 | 0.00070361 | 0.00070588 | 0.00071257 | 0.00072862 | 0.00073241 | 0.00073977 | 0.00074214 | 0.0010489 | 0.0010533 | 0.0011829 | 0.0011928 | 0.0012096 | 0.0014117 | 0.0014994 | 0.0015037
SA | S3 | Mid-North SA | Wind | 1343.1 | 1343.1008 | 1343.1008 | 1343.1059 | 1343.1059 | 2086.4522 | 2149.3341 | 2149.3346 | 2149.3346 | 2249.6689 | 2173.6546 | 2173.6546 | 2102.2546 | 1917.4546 | 2188.2019 | 2188.2019 | 1912.4017 | 1912.4017 | 1912.4017 | 2136.9061 | 1923.0061 | 2256.7931 | 2125.9931 | 2125.9932 | 2441.4444 | 2894.198 | 3115.6468
SA | S4 | Yorke Peninsula | Wind | 90.75 | 90.7511 | 90.7511 | 104.7841 | 104.7841 | 104.7841 | 105.2843 | 108.3338 | 108.3338 | 108.3338 | 108.3338 | 108.3338 | 108.3338 | 108.3338 | 108.3338 | 108.3338 | 108.3338 | 108.3338 | 108.3338 | 108.3338 | 108.3338 | 109.5321 | 109.5322 | 109.5322 | 109.5322 | 109.5322 | 109.5324
SA | S5 | Northern SA | Wind | 422.4 | 422.4 | 422.4 | 422.4 | 422.4 | 422.4 | 422.4 | 422.4 | 422.4 | 422.4 | 422.4 | 422.4 | 422.4 | 422.4 | 422.4 | 422.4 | 422.4 | 422.4 | 422.4 | 422.4 | 422.4 | 422.4 | 210 | 210 | 210 | 210 | 210
SA | S6 | Leigh Creek | Wind | 0 | 0.00039126 | 0.00039146 | 0.00050707 | 0.00050995 | 0.0011481 | 0.0012048 | 0.0012128 | 0.001213 | 0.0012265 | 0.0012271 | 0.0012284 | 0.0012289 | 0.0012315 | 118.876 | 118.876 | 118.876 | 118.876 | 118.876 | 118.876 | 184.8215 | 184.8215 | 184.8216 | 1539.2753 | 1851.2222 | 1851.2222 | 1851.2222
SA | S7 | Roxby Downs | Wind | 0 | 0 | 0 | 0 | 0 | 0 | 0 | 0 | 0 | 0 | 0 | 0 | 0 | 0 | 0 | 0 | 0 | 0 | 0 | 0 | 0 | 0 | 0 | 0 | 0 | 0 | 0
SA | S8 | Eastern Eyre Peninsula | Wind | 136 | 136.0005 | 136.0005 | 136.0012 | 136.0012 | 136.0012 | 136.0012 | 283.4528 | 283.4528 | 318.7201 | 318.7201 | 318.7201 | 248.7201 | 248.7202 | 248.7202 | 248.7202 | 248.7202 | 248.7202 | 248.7202 | 248.7202 | 248.7202 | 319.078 | 319.078 | 319.078 | 319.0781 | 319.0781 | 319.0781
SA | S9 | Western Eyre Peninsula | Wind | 0 | 0.00038852 | 0.00038862 | 0.00079841 | 0.000806 | 0.00081483 | 0.00081958 | 0.0017837 | 0.0017848 | 0.0040276 | 0.0040579 | 0.0040597 | 0.004062 | 0.0040648 | 0.00407 | 0.0040717 | 0.0040737 | 178.7911 | 178.7911 | 178.7911 | 178.7911 | 400.0015 | 400.0015 | 400.0015 | 400.0015 | 400.0015 | 400.0015
TAS | T1 | North East Tasmania | Wind | 168 | 256.5032 | 256.5032 | 256.5032 | 256.5033 | 256.5033 | 256.5033 | 282.1052 | 282.1054 | 282.5793 | 282.5793 | 282.5793 | 282.5793 | 282.5793 | 282.5793 | 282.5793 | 282.5794 | 282.5794 | 282.5794 | 282.5794 | 282.5794 | 282.5794 | 282.5794 | 282.5794 | 282.5794 | 282.5794 | 282.5794
TAS | T2 | North West Tasmania | Wind | 251.6 | 251.6014 | 251.6014 | 251.6014 | 251.6019 | 346.5735 | 346.5735 | 346.5747 | 1191.7402 | 1191.7403 | 1191.7403 | 1191.7403 | 1191.7403 | 1191.7403 | 1191.7403 | 1191.7403 | 1191.7404 | 1191.7404 | 1191.7404 | 1191.7404 | 1191.7404 | 1191.7404 | 1191.7404 | 1191.7404 | 1191.7404 | 1191.7404 | 1191.7404
TAS | T3 | Central Highlands | Wind | 144 | 666.0141 | 666.0141 | 720.6681 | 785.0279 | 785.0281 | 1245.1915 | 1257.0653 | 1273.4631 | 1273.4631 | 1273.4631 | 1273.4631 | 1273.4631 | 1273.4631 | 1273.4631 | 1273.4631 | 1410.6783 | 1477.6306 | 1477.6306 | 1477.6306 | 1477.6306 | 1333.6306 | 1333.6306 | 1333.6306 | 1333.6306 | 1333.6306 | 1333.6306
Region | REZ | REZ Name | Technology | 2023-24 | 2024-25 | 2025-26 | 2026-27 | 2027-28 | 2028-29 | 2029-30 | 2030-31 | 2031-32 | 2032-33 | 2033-34 | 2034-35 | 2035-36 | 2036-37 | 2037-38 | 2038-39 | 2039-40 | 2040-41 | 2041-42 | 2042-43 | 2043-44 | 2044-45 | 2045-46 | 2046-47 | 2047-48 | 2048-49 | 2049-50
NSW | O1 | Hunter Coast | Offshore Wind | 0 | 0 | 0 | 0 | 0 | 0 | 0 | 0 | 0 | 0 | 0 | 0 | 0 | 0 | 0 | 0 | 0 | 0 | 0 | 0.00010049 | 0.0001039 | 0.00010481 | 0.00011164 | 0.0001313 | 0.00013141 | 0.00015533 | 0.00015543
NSW | O2 | Illawarra Coast | Offshore Wind | 0 | 0 | 0 | 0 | 0 | 0 | 0 | 0 | 0 | 0 | 0 | 0 | 0 | 0 | 0 | 0 | 0 | 0 | 0 | 0 | 0 | 0 | 0 | 0.00012975 | 0.00012998 | 0.00019158 | 0.00019222
VIC | O3 | Gippsland Coast | Offshore Wind | 0 | 0 | 0 | 0 | 0 | 399.9998 | 799.9993 | 1199.9993 | 1599.9993 | 1999.9993 | 2666.666 | 3333.3289 | 3844.8936 | 4717.3516 | 5546.5034 | 5546.5034 | 5546.5034 | 5819.093 | 5819.093 | 5819.093 | 5819.093 | 5819.093 | 5819.093 | 5819.093 | 5819.093 | 5819.093 | 5819.093
TAS | O4 | North West Tasmania Coast | Offshore Wind | 0 | 0 | 0 | 0 | 0 | 0 | 0 | 0 | 0 | 0 | 0 | 0 | 0 | 0 | 0 | 0 | 0 | 0 | 0 | 0 | 0 | 0 | 0 | 0 | 0 | 0 | 0
VIC | O5 | Portland Coast | Offshore Wind | 0 | 0 | 0 | 0 | 0 | 0.00023573 | 0.00072002 | 0.00072386 | 0.0007252 | 0.00072744 | 0.0007434 | 0.0044858 | 155.1064 | 282.6483 | 453.4965 | 1453.4965 | 2453.4966 | 3180.9072 | 3180.9072 | 3180.9072 | 3180.9072 | 3180.9072 | 3180.9072 | 3180.9072 | 3180.9072 | 3180.9072 | 3180.9072
SA | O6 | South East SA Coast | Offshore Wind | 0 | 0 | 0 | 0 | 0 | 0 | 0 | 0 | 0 | 0 | 0 | 0 | 0 | 0 | 0 | 0 | 0 | 0 | 0 | 0 | 0 | 0 | 0 | 0 | 0 | 0.00010314 | 0.0001113

## Option 5_VOM Cost
VOM cost by technology ($000s) - Option 5, Step Change Scenario
VOM | Real June 2021 dollars discounted to 1 July 2021
Explicitly modelled generation
Region | Technology | 2023-24 | 2024-25 | 2025-26 | 2026-27 | 2027-28 | 2028-29 | 2029-30 | 2030-31 | 2031-32 | 2032-33 | 2033-34 | 2034-35 | 2035-36 | 2036-37 | 2037-38 | 2038-39 | 2039-40 | 2040-41 | 2041-42 | 2042-43 | 2043-44 | 2044-45 | 2045-46 | 2046-47 | 2047-48 | 2048-49 | 2049-50
NEM | Black Coal | 331354.4142 | 274887.5515 | 254549.7369 | 224008.9659 | 168553.0356 | 133296.2078 | 114390.0921 | 83570.383 | 75548.2648 | 64072.7125 | 39022.5875 | 36671.862 | 30119.9395 | 27653.2515 | 27641.5314 | 24605.3022 | 6891.1063 | 2602.531 | 2428.7318 | 0 | 0 | 0 | 0 | 0 | 0 | 0 | 0
NEM | Brown Coal | 106879.4575 | 88950.6335 | 78655.2155 | 58449.859 | 56120.438 | 44055.621 | 26407.741 | 16450.2605 | 12267.3825 | 0 | 0 | 0 | 0 | 0 | 0 | 0 | 0 | 0 | 0 | 0 | 0 | 0 | 0 | 0 | 0 | 0 | 0
NEM | CCGT | 14274.2331 | 10331.8809 | 19149.2788 | 23094.1647 | 22455.2898 | 24341.9214 | 26659.5647 | 30627.5838 | 24785.6696 | 23237.4762 | 30880.9604 | 32774.8897 | 22953.8541 | 19222.1734 | 14593.3437 | 14920.1253 | 13233.4788 | 10859.0202 | 8950.4195 | 9600.1948 | 7182.1845 | 5772.9265 | 2853.2616 | 1947.8741 | 1831.9831 | 1718.4916 | 1652.0784
NEM | Gas - Steam | 238.9089 | 219.0151 | 653.5435 | 296.8413 | 187.6036 | 343.1022 | 252.9894 | 1432.216 | 190.5659 | 445.1693 | 465.2509 | 703.0949 | 360.492 | 426.8213 | 550.4621 | 411.491 | 0 | 0 | 0 | 0 | 0 | 0 | 0 | 0 | 0 | 0 | 0
NEM | OCGT / Diesel | 1874.715 | 1532.9366 | 3105.5479 | 3187.2803 | 2193.756 | 2762.0192 | 2115.2409 | 8993.077 | 3636.5141 | 5834.3572 | 11230.2441 | 17198.5777 | 9283.4769 | 10909.3828 | 9349.6057 | 6266.3994 | 16685.4351 | 13023.4637 | 6788.3969 | 8242.5313 | 13061.7288 | 6894.5125 | 8569.3506 | 9212.3394 | 4157.8782 | 5927.309 | 4959.7172
NEM | Hydro | 115870.3798 | 98552.3546 | 95533.3396 | 86804.8632 | 70399.1947 | 81669.1122 | 83151.8494 | 77270.4409 | 70002.3737 | 63340.378 | 68799.2159 | 64780.7381 | 55431.029 | 48316.7534 | 54144.3337 | 45788.8007 | 38900.4861 | 34369.4649 | 31291.8099 | 33661.1772 | 33541.4905 | 28724.1698 | 25732.9196 | 31898.0349 | 28263.2112 | 26870.1038 | 23686.9324
NEM | Hydrogen Turbine | 0 | 0 | 0 | 0 | 0 | 0 | 0 | 0 | 0 | 0 | 0 | 0 | 0 | 0 | 0 | 0 | 0 | 0 | 0 | 0 | 0 | 0 | 0 | 0 | 0 | 0 | 0
NEM | Wind | 2522.5044 | 3893.3673 | 3782.2621 | 4233.5453 | 5284.9159 | 6000.9335 | 5961.0231 | 6012.5486 | 6223.7417 | 6171.1053 | 6151.0352 | 5879.0073 | 5980.3701 | 5969.6961 | 6044.0929 | 5757.9845 | 5399.2397 | 5245.2973 | 4912.2536 | 4859.5919 | 4671.2977 | 4470.3045 | 4335.2944 | 4604.4344 | 4506.469 | 4385.0433 | 4185.3021
NEM | Solar PV | 1829.726 | 1599.8547 | 1738.3031 | 1734.2191 | 1629.4085 | 1483.5602 | 1621.1519 | 1870.6184 | 1833.8964 | 2100.1793 | 2182.1908 | 2140.625 | 2084.4936 | 1981.3708 | 1930.1904 | 2006.2452 | 2569.3424 | 2608.1113 | 2878.1171 | 3275.668 | 3198.0561 | 3025.2918 | 2959.8319 | 2632.3423 | 2543.0486 | 2575.423 | 2505.0438
NEM | Grid Battery | 36.6473 | 34.4315 | 117.8266 | 190.3622 | 393.1434 | 703.0188 | 693.7098 | 781.8218 | 724.7164 | 1282.2145 | 1181.6767 | 1071.6831 | 1111.3304 | 1061.0033 | 900.4931 | 871.7513 | 1224.9409 | 1160.3959 | 1725.5416 | 2034.3429 | 1905.0026 | 1927.1799 | 1843.9565 | 1471.177 | 1363.6732 | 1351.5381 | 1225.94
NEM | Pumped Hydro | 3583.2198 | 5591.0901 | 5295.6882 | 8813.918 | 10905.8785 | 15830.529 | 16730.0481 | 22269.251 | 21457.7036 | 18970.2047 | 20606.3136 | 19325.0835 | 19148.6347 | 19418.9884 | 16987.7413 | 15418.9811 | 13497.7155 | 9583.9745 | 10154.369 | 10211.9421 | 8615.3679 | 7453.8861 | 7158.0718 | 8452.4288 | 6586.5274 | 5974.5584 | 4337.0572
NEM | VPP | 19.3544 | 36.5764 | 61.7302 | 85.5169 | 109.1215 | 127.2272 | 160.3245 | 183.6836 | 200.7399 | 222.8067 | 250.2009 | 263.7311 | 291.0987 | 310.4878 | 306.1028 | 312.6956 | 318.0514 | 300.8206 | 311.3537 | 306.3694 | 295.0154 | 298.2473 | 301.6128 | 280.4643 | 274.883 | 269.9592 | 256.02
Total excluding storage |  | 578483.5605 | 485629.6923 | 462642.4724 | 410899.5358 | 338231.7856 | 310613.2525 | 278143.7349 | 249461.8845 | 216871.5687 | 185676.6036 | 180769.676 | 180809.2925 | 146764.7189 | 135269.9287 | 132447.897 | 116359.7764 | 98719.7962 | 79753.0793 | 69440.9932 | 72191.8175 | 72470.1434 | 58566.5182 | 53754.2992 | 60499.0952 | 49527.6737 | 49072.4264 | 42808.0911
Region | Technology | 2023-24 | 2024-25 | 2025-26 | 2026-27 | 2027-28 | 2028-29 | 2029-30 | 2030-31 | 2031-32 | 2032-33 | 2033-34 | 2034-35 | 2035-36 | 2036-37 | 2037-38 | 2038-39 | 2039-40 | 2040-41 | 2041-42 | 2042-43 | 2043-44 | 2044-45 | 2045-46 | 2046-47 | 2047-48 | 2048-49 | 2049-50
NSW1 | Black Coal | 166027.448 | 131163.3305 | 114406.6092 | 102657.86 | 67190.8195 | 57933.24 | 45944.203 | 37970.918 | 34619.4655 | 33575.2035 | 17584.413 | 16873.9975 | 13885.319 | 11586.9785 | 12224.404 | 11384.913 | 0 | 0 | 0 | 0 | 0 | 0 | 0 | 0 | 0 | 0 | 0
NSW1 | Brown Coal | 0 | 0 | 0 | 0 | 0 | 0 | 0 | 0 | 0 | 0 | 0 | 0 | 0 | 0 | 0 | 0 | 0 | 0 | 0 | 0 | 0 | 0 | 0 | 0 | 0 | 0 | 0
NSW1 | CCGT | 91.816 | 40.201 | 1853.4709 | 3904.4955 | 4208.822 | 3333.6775 | 5222.1375 | 5201.741 | 4312.882 | 3822.6312 | 5703.9705 | 6315.4165 | 3808.4568 | 3589.97 | 3671.1418 | 4034.3355 | 3992.889 | 3029.7242 | 2595.287 | 2701.7072 | 0 | 0 | 0 | 0 | 0 | 0 | 0
NSW1 | Gas - Steam | 0 | 0 | 0 | 0 | 0 | 0 | 0 | 0 | 0 | 0 | 0 | 0 | 0 | 0 | 0 | 0 | 0 | 0 | 0 | 0 | 0 | 0 | 0 | 0 | 0 | 0 | 0
NSW1 | OCGT / Diesel | 65.8383 | 31.3223 | 167.3711 | 183.8766 | 111.609 | 16.1655 | 0.27749 | 351.0627 | 61.0535 | 337.9884 | 500.3796 | 2095.6796 | 877.9189 | 1300.5896 | 913.0786 | 527.0364 | 3437.9303 | 3119.8621 | 1411.9029 | 1534.6183 | 3152.4004 | 1458.6058 | 2013.1925 | 1741.7305 | 1396.0108 | 1380.2394 | 1477.7852
NSW1 | Hydro | 13511.0247 | 17879.6479 | 17674.6968 | 16882.6558 | 13352.2191 | 18078.1682 | 14499.7516 | 14068.6294 | 12479.4321 | 10453.5175 | 12461.8344 | 12138.4228 | 10606.7549 | 8886.4229 | 11784.3038 | 9218.1887 | 7751.2346 | 7150.0619 | 6195.4491 | 6907.1977 | 6690.0576 | 5838.0819 | 4712.1972 | 6984.6801 | 6320.4112 | 6070.2756 | 5502.9114
NSW1 | Hydrogen Turbine | 0 | 0 | 0 | 0 | 0 | 0 | 0 | 0 | 0 | 0 | 0 | 0 | 0 | 0 | 0 | 0 | 0 | 0 | 0 | 0 | 0 | 0 | 0 | 0 | 0 | 0 | 0
NSW1 | Wind | 524.0317 | 1147.9484 | 1106.2234 | 1292.3361 | 1958.222 | 2045.4204 | 1872.5136 | 1773.0801 | 1669.9893 | 1762.0229 | 1710.7557 | 1625.4469 | 1799.3221 | 1741.4132 | 1788.1813 | 1597.1297 | 1485.1268 | 1315.717 | 1314.7298 | 1299.2298 | 1265.4018 | 1243.6097 | 1202.0766 | 1282.3619 | 1201.2164 | 1139.5675 | 1006.6095
NSW1 | Solar PV | 772.0347 | 687.454 | 812.2869 | 849.9072 | 813.4607 | 760.2594 | 886.3461 | 1077.268 | 1011.5447 | 1038.2893 | 1094.8692 | 1008.9883 | 1010.8267 | 956.7095 | 871.3142 | 879.2137 | 1073.3387 | 1038.4813 | 1127.9772 | 1100.3336 | 1020.379 | 1015.4913 | 974.8694 | 877.6646 | 811.741 | 856.9339 | 837.0167
NSW1 | Grid Battery | 1.8077 | 2.0811 | 85.5228 | 160.111 | 364.8967 | 420.6762 | 425.6786 | 435.7363 | 392.4067 | 560.4685 | 496.5475 | 438.1349 | 449.7146 | 416.4332 | 360.4502 | 342.339 | 496.4798 | 452.4595 | 584.9601 | 561.2562 | 476.078 | 545.2783 | 482.2395 | 389.3612 | 314.9778 | 354.7087 | 327.8055
NSW1 | Pumped Hydro | 731.9546 | 1381.676 | 1325.533 | 3690.2013 | 5884.5035 | 13214.1977 | 13711.0591 | 18392.8445 | 17940.5495 | 16075.056 | 17578.5325 | 16726.3685 | 16338.5423 | 16827.2921 | 15360.2922 | 13551.577 | 11672.1366 | 7992.1538 | 8676.5133 | 8617.69 | 7274.1858 | 6241.5878 | 6139.9044 | 7596.4293 | 5821.7918 | 5200.747 | 3710.7701
NSW1 | VPP | 5.0796 | 11.0588 | 19.4295 | 27.0414 | 34.4338 | 40.1386 | 50.7439 | 60.0228 | 66.836 | 76.5084 | 86.4739 | 92.1341 | 103.3238 | 109.1379 | 108.6836 | 111.7742 | 114.3263 | 108.8973 | 113.3511 | 109.8876 | 104.9525 | 107.8927 | 107.2285 | 99.0622 | 97.4926 | 97.3964 | 93.7541
Total excluding storage |  | 181731.0353 | 152344.7202 | 137451.1435 | 129648.4849 | 93918.9863 | 95841.9435 | 82612.7109 | 79331.3027 | 72554.1595 | 67701.6857 | 57217.7763 | 57314.5891 | 48880.1792 | 45414.947 | 47081.8497 | 41646.5072 | 30023.462 | 24207.3571 | 22020.1705 | 22831.9204 | 19983.4551 | 16450.5476 | 15631.708 | 18971.2897 | 15963.6415 | 15099.8684 | 12956.6524
Region | Technology | 2023-24 | 2024-25 | 2025-26 | 2026-27 | 2027-28 | 2028-29 | 2029-30 | 2030-31 | 2031-32 | 2032-33 | 2033-34 | 2034-35 | 2035-36 | 2036-37 | 2037-38 | 2038-39 | 2039-40 | 2040-41 | 2041-42 | 2042-43 | 2043-44 | 2044-45 | 2045-46 | 2046-47 | 2047-48 | 2048-49 | 2049-50
QLD1 | Black Coal | 165326.9662 | 143724.221 | 140143.1277 | 121351.1059 | 101362.2161 | 75362.9678 | 68445.8891 | 45599.465 | 40928.7993 | 30497.509 | 21438.1745 | 19797.8645 | 16234.6205 | 16066.273 | 15417.1274 | 13220.3892 | 6891.1063 | 2602.531 | 2428.7318 | 0 | 0 | 0 | 0 | 0 | 0 | 0 | 0
QLD1 | Brown Coal | 0 | 0 | 0 | 0 | 0 | 0 | 0 | 0 | 0 | 0 | 0 | 0 | 0 | 0 | 0 | 0 | 0 | 0 | 0 | 0 | 0 | 0 | 0 | 0 | 0 | 0 | 0
QLD1 | CCGT | 6918.4149 | 5487.9673 | 10252.4449 | 14682.2987 | 14502.869 | 16080.6668 | 16966.1207 | 19146.4193 | 17100.2374 | 15542.4558 | 20459.3179 | 20812.1577 | 16070.7941 | 12260.0376 | 10922.2019 | 10885.7898 | 9240.5898 | 7829.296 | 6355.1325 | 6898.4876 | 7182.1845 | 5772.9265 | 2853.2616 | 1947.8741 | 1831.9831 | 1718.4916 | 1652.0784
QLD1 | Gas - Steam | 0 | 0 | 0 | 0 | 0 | 0 | 0 | 0 | 0 | 0 | 0 | 0 | 0 | 0 | 0 | 0 | 0 | 0 | 0 | 0 | 0 | 0 | 0 | 0 | 0 | 0 | 0
QLD1 | OCGT / Diesel | 23.5784 | 0.0020389 | 23.2701 | 153.0835 | 193.6981 | 131.3413 | 31.3268 | 2660.2305 | 1898.2133 | 1882.0848 | 6250.8196 | 6494.3891 | 4501.2217 | 5916.8657 | 2497.5114 | 1427.9536 | 4691.2654 | 3905.3554 | 1673.8838 | 2963.6655 | 3424.516 | 2251.8397 | 3198.1323 | 3132.2885 | 1171.0392 | 2325.8105 | 1762.5988
QLD1 | Hydro | 4790.0938 | 4543.5472 | 4413.1443 | 4012.5012 | 3877.4433 | 3725.2857 | 3508.4646 | 3296.7353 | 3119.5571 | 2963.1976 | 2782.7743 | 2605.0854 | 2448.3648 | 2341.8097 | 686.8722 | 613.2124 | 481.5162 | 412.9935 | 367.0057 | 0 | 0 | 0 | 0 | 0 | 0 | 0 | 0
QLD1 | Hydrogen Turbine | 0 | 0 | 0 | 0 | 0 | 0 | 0 | 0 | 0 | 0 | 0 | 0 | 0 | 0 | 0 | 0 | 0 | 0 | 0 | 0 | 0 | 0 | 0 | 0 | 0 | 0 | 0
QLD1 | Wind | 353.34 | 645.7063 | 647.2601 | 740.9761 | 1012.7565 | 1572.9126 | 1484.3203 | 1696.6198 | 1582.15 | 1689.4013 | 1709.3422 | 1620.3389 | 1511.7035 | 1528.9761 | 1669.3459 | 1560.4712 | 1470.8899 | 1332.6713 | 1322.1045 | 1270.1836 | 1265.2779 | 1132.5442 | 1131.8909 | 1356.8281 | 1284.8136 | 1356.8683 | 1210.794
QLD1 | Solar PV | 751.6709 | 663.8631 | 687.0614 | 658.6074 | 604.3126 | 525.6025 | 551.2413 | 623.0486 | 650.9236 | 753.5014 | 803.918 | 840.1306 | 796.091 | 746.8561 | 749.0338 | 835.6555 | 1218.5067 | 1288.3458 | 1278.7432 | 1731.3742 | 1608.3691 | 1448.6672 | 1393.2846 | 1266.7021 | 1273.5712 | 1273.4882 | 1270.7966
QLD1 | Grid Battery | 4.6923 | 4.4296 | 4.2809 | 4.1104 | 3.8965 | 259.9592 | 247.146 | 313.1237 | 301.3875 | 538.5427 | 521.8381 | 489.4245 | 463.0302 | 454.3096 | 367.0098 | 366.8267 | 576.0275 | 558.3468 | 718.3221 | 1100.4365 | 992.6226 | 922.6977 | 888.9661 | 710.6302 | 709.7381 | 675.3953 | 638.0268
QLD1 | Pumped Hydro | 2851.2652 | 4209.4141 | 3970.1548 | 5123.716 | 5021.3742 | 2616.3306 | 3018.9881 | 3858.2585 | 3494.0642 | 2769.0411 | 2908.8925 | 2492.2004 | 2676.0551 | 2465.1059 | 1497.1219 | 1749.9767 | 1706.4885 | 1491.585 | 1387.7552 | 1499.668 | 1262.3586 | 1133.7504 | 939.3423 | 782.3942 | 699.1032 | 713.1433 | 573.3418
QLD1 | VPP | 4.4918 | 9.0154 | 15.1792 | 22.496 | 28.7876 | 35.0144 | 45.8457 | 54.559 | 60.135 | 66.7531 | 75.8135 | 82.1805 | 87.8407 | 95.2089 | 92.5981 | 96.7881 | 99.5522 | 98.4765 | 98.2788 | 99.5025 | 97.9376 | 95.0768 | 95.5453 | 91.3971 | 89.4067 | 85.334 | 84.0432
Total excluding storage |  | 181024.5135 | 159288.1661 | 160155.9233 | 146748.8952 | 126607.3539 | 100310.081 | 94299.3426 | 77248.4597 | 69135.4674 | 56702.4868 | 56950.8906 | 55233.7716 | 44789.7217 | 41875.4425 | 33898.8223 | 30757.0632 | 26375.9423 | 19519.6012 | 15629.9576 | 15563.3179 | 15833.2662 | 12757.5025 | 10500.4232 | 9288.1143 | 7059.6552 | 8148.5312 | 7191.6796
Region | Technology | 2023-24 | 2024-25 | 2025-26 | 2026-27 | 2027-28 | 2028-29 | 2029-30 | 2030-31 | 2031-32 | 2032-33 | 2033-34 | 2034-35 | 2035-36 | 2036-37 | 2037-38 | 2038-39 | 2039-40 | 2040-41 | 2041-42 | 2042-43 | 2043-44 | 2044-45 | 2045-46 | 2046-47 | 2047-48 | 2048-49 | 2049-50
VIC1 | Black Coal | 0 | 0 | 0 | 0 | 0 | 0 | 0 | 0 | 0 | 0 | 0 | 0 | 0 | 0 | 0 | 0 | 0 | 0 | 0 | 0 | 0 | 0 | 0 | 0 | 0 | 0 | 0
VIC1 | Brown Coal | 106879.4575 | 88950.6335 | 78655.2155 | 58449.859 | 56120.438 | 44055.621 | 26407.741 | 16450.2605 | 12267.3825 | 0 | 0 | 0 | 0 | 0 | 0 | 0 | 0 | 0 | 0 | 0 | 0 | 0 | 0 | 0 | 0 | 0 | 0
VIC1 | CCGT | 0 | 0 | 0 | 0 | 0 | 0 | 0 | 0 | 0 | 0 | 0 | 0 | 0 | 0 | 0 | 0 | 0 | 0 | 0 | 0 | 0 | 0 | 0 | 0 | 0 | 0 | 0
VIC1 | Gas - Steam | 35.9228 | 36.9275 | 135.6073 | 296.8413 | 187.6036 | 343.1022 | 252.9894 | 1432.216 | 190.5659 | 445.1693 | 465.2509 | 703.0949 | 360.492 | 426.8213 | 550.4621 | 411.491 | 0 | 0 | 0 | 0 | 0 | 0 | 0 | 0 | 0 | 0 | 0
VIC1 | OCGT / Diesel | 222.6905 | 143.8474 | 340.5766 | 1194.2266 | 654.6376 | 947.9695 | 543.1568 | 2711.8489 | 319.397 | 1747.743 | 1742.9464 | 4548.4919 | 2019.9513 | 1726.3622 | 3321.5799 | 1990.257 | 5109.8945 | 3589.5797 | 2233.5192 | 2105.5478 | 4169.2871 | 2657.3054 | 2944.2006 | 3957.9003 | 1365.089 | 1902.2975 | 1443.6736
VIC1 | Hydro | 18151.7279 | 20865.0854 | 20378.3763 | 18315.0964 | 14483.2606 | 20651.0173 | 16308.2585 | 13347.0742 | 12631.7057 | 10901.035 | 12726.2086 | 12384.9808 | 11198.3249 | 8852.0127 | 12706.5426 | 10066.7344 | 8250.2875 | 7772.8957 | 6739.0809 | 7839.0832 | 7653.084 | 6886.2515 | 5470.0101 | 7815.4267 | 7410.8837 | 7020.403 | 6617.8163
VIC1 | Hydrogen Turbine | 0 | 0 | 0 | 0 | 0 | 0 | 0 | 0 | 0 | 0 | 0 | 0 | 0 | 0 | 0 | 0 | 0 | 0 | 0 | 0 | 0 | 0 | 0 | 0 | 0 | 0 | 0
VIC1 | Wind | 890.5145 | 1062.0705 | 1037.7192 | 1106.8943 | 1251.8656 | 1254.6714 | 1393.803 | 1399.0055 | 1600.232 | 1446.9878 | 1526.0476 | 1526.7769 | 1576.0878 | 1663.4748 | 1618.8111 | 1698.0617 | 1632.8158 | 1763.2051 | 1530.5675 | 1537.5787 | 1452.1346 | 1365.6746 | 1319.8179 | 1253.3225 | 1307.0482 | 1217.1786 | 1286.3885
VIC1 | Solar PV | 192.9663 | 156.4828 | 149.2847 | 143.619 | 133.1674 | 124.235 | 116.2011 | 109.6675 | 115.2807 | 203.2001 | 187.6044 | 171.9542 | 164.0414 | 160.7294 | 147.6296 | 136.3217 | 128.6654 | 106.9876 | 173.0143 | 174.2011 | 211.9302 | 221.9075 | 234.0661 | 195.5934 | 187.536 | 176.0462 | 151.1513
VIC1 | Grid Battery | 14.0038 | 12.3588 | 13.739 | 12.8089 | 11.6825 | 10.6081 | 9.9277 | 22.9375 | 21.4927 | 41.0842 | 34.5537 | 30.2452 | 39.7757 | 35.3578 | 31.432 | 29.064 | 26.911 | 21.8562 | 140.3712 | 133.4903 | 136.8209 | 160.9108 | 154.4322 | 131.803 | 127.0877 | 120.1755 | 96.6656
VIC1 | Pumped Hydro | 0 | 0 | 0.00013681 | 0.00028751 | 0.00027943 | 0.00025797 | 0.00024864 | 0.00035895 | 0.00033416 | 0.00031263 | 0.00029044 | 0.00027249 | 0.0003883 | 0.00035884 | 0.00049652 | 0.00046837 | 0.00047811 | 0.00050698 | 0.00050863 | 0.00045259 | 0.00063453 | 0.00064112 | 0.00059604 | 0.0005558 | 0.00053105 | 0.00051336 | 0.00049922
VIC1 | VPP | 3.5698 | 7.802 | 16.4887 | 23.7439 | 31.705 | 36.2308 | 44.4831 | 47.4961 | 49.1734 | 52.3546 | 57.4482 | 58.3591 | 66.4067 | 69.9548 | 68.4529 | 67.7895 | 67.6822 | 59.9594 | 64.157 | 62.0318 | 57.7015 | 61.2413 | 63.1467 | 57.3391 | 57.7256 | 56.733 | 50.1212
Total excluding storage |  | 126390.8532 | 111235.2081 | 100727.0074 | 79543.0896 | 72874.3605 | 67423.4557 | 45076.5608 | 35520.5065 | 27195.2302 | 14837.5743 | 16740.0601 | 19423.9034 | 15425.0802 | 12934.7134 | 18444.9107 | 14399.7199 | 15216.2568 | 13314.4841 | 10880.7105 | 11851.9333 | 13680.959 | 11353.2917 | 10185.6743 | 13411.3855 | 10455.3707 | 10492.8342 | 9645.8169
Region | Technology | 2023-24 | 2024-25 | 2025-26 | 2026-27 | 2027-28 | 2028-29 | 2029-30 | 2030-31 | 2031-32 | 2032-33 | 2033-34 | 2034-35 | 2035-36 | 2036-37 | 2037-38 | 2038-39 | 2039-40 | 2040-41 | 2041-42 | 2042-43 | 2043-44 | 2044-45 | 2045-46 | 2046-47 | 2047-48 | 2048-49 | 2049-50
SA1 | Black Coal | 0 | 0 | 0 | 0 | 0 | 0 | 0 | 0 | 0 | 0 | 0 | 0 | 0 | 0 | 0 | 0 | 0 | 0 | 0 | 0 | 0 | 0 | 0 | 0 | 0 | 0 | 0
SA1 | Brown Coal | 0 | 0 | 0 | 0 | 0 | 0 | 0 | 0 | 0 | 0 | 0 | 0 | 0 | 0 | 0 | 0 | 0 | 0 | 0 | 0 | 0 | 0 | 0 | 0 | 0 | 0 | 0
SA1 | CCGT | 7264.0022 | 4803.7125 | 7043.363 | 4507.3705 | 3743.5988 | 4927.577 | 4471.3065 | 6279.4235 | 3372.5502 | 3872.3892 | 4717.672 | 5647.3155 | 3074.6032 | 3372.1658 | 0 | 0 | 0 | 0 | 0 | 0 | 0 | 0 | 0 | 0 | 0 | 0 | 0
SA1 | Gas - Steam | 202.9861 | 182.0876 | 517.9362 | 0 | 0 | 0 | 0 | 0 | 0 | 0 | 0 | 0 | 0 | 0 | 0 | 0 | 0 | 0 | 0 | 0 | 0 | 0 | 0 | 0 | 0 | 0 | 0
SA1 | OCGT / Diesel | 1562.6071 | 1357.764 | 2574.3293 | 1654.7102 | 1233.8106 | 1666.5421 | 1530.5116 | 3242.0593 | 1345.7777 | 1812.2809 | 2709.7623 | 3943.8453 | 1822.4476 | 1921.9206 | 2565.0824 | 2275.0954 | 3300.8572 | 2382.7077 | 1446.6752 | 1616.1794 | 2289.5515 | 512.8351 | 406.2593 | 371.1977 | 215.184 | 299.4594 | 260.9349
SA1 | Hydro | 0 | 0 | 0 | 0 | 0 | 0 | 0 | 0 | 0 | 0 | 0 | 0 | 0 | 0 | 0 | 0 | 0 | 0 | 0 | 0 | 0 | 0 | 0 | 0 | 0 | 0 | 0
SA1 | Hydrogen Turbine | 0 | 0 | 0 | 0 | 0 | 0 | 0 | 0 | 0 | 0 | 0 | 0 | 0 | 0 | 0 | 0 | 0 | 0 | 0 | 0 | 0 | 0 | 0 | 0 | 0 | 0 | 0
SA1 | Wind | 591.0703 | 655.4633 | 603.6614 | 704.9683 | 657.0357 | 743.0564 | 723.5143 | 682.1065 | 695.6468 | 638.571 | 627.3037 | 542.3836 | 556.3447 | 510.9251 | 493.5831 | 466.6409 | 397.7168 | 416.3477 | 357.2502 | 394.4162 | 334.8966 | 396.5836 | 352.8642 | 410.8986 | 436.2159 | 415.992 | 421.9568
SA1 | Solar PV | 113.0542 | 92.0547 | 89.6701 | 82.0855 | 78.4677 | 73.4632 | 67.3634 | 60.6343 | 56.1473 | 105.1885 | 95.7992 | 119.5518 | 113.5345 | 117.0758 | 162.2127 | 155.0543 | 148.8315 | 167.0599 | 291.2464 | 261.9383 | 350.4501 | 332.3741 | 351.064 | 287.1634 | 264.6163 | 263.6215 | 241.4713
SA1 | Grid Battery | 16.1434 | 15.5618 | 14.2837 | 13.3318 | 12.6675 | 11.7751 | 10.9574 | 10.024 | 9.4292 | 142.1186 | 128.737 | 113.8782 | 158.8095 | 154.9023 | 141.6008 | 133.5213 | 125.5222 | 127.733 | 281.8878 | 239.1595 | 299.4807 | 298.2925 | 318.3181 | 239.3821 | 211.8691 | 201.2582 | 163.4415
SA1 | Pumped Hydro | 0 | 0 | 0.00013022 | 0.00018332 | 0.00017937 | 0.0001677 | 0.00016349 | 0.00019363 | 0.0001881 | 0.00017723 | 0.00016543 | 0.00015797 | 0.00018859 | 0.00018035 | 0.00021375 | 0.00020438 | 0.0002008 | 0.00021378 | 0.00023338 | 0.00021526 | 0.00021272 | 0.00025165 | 0.00024195 | 0.00022197 | 0.00021505 | 0.00020421 | 0.0001997
SA1 | VPP | 6.1747 | 8.3614 | 10.1682 | 11.4296 | 12.9709 | 14.2372 | 16.7245 | 18.5701 | 20.6005 | 23.0838 | 25.9695 | 26.682 | 28.676 | 31.2616 | 31.2126 | 31.5438 | 31.3149 | 29.0385 | 31.0548 | 30.4064 | 30.265 | 29.5213 | 31.2235 | 28.5326 | 26.2634 | 26.4091 | 24.3974
Total excluding storage |  | 9756.038 | 7115.0052 | 10853.4122 | 6973.896 | 5738.5514 | 7436.6512 | 6820.3779 | 10292.8179 | 5500.1519 | 6593.6322 | 8305.2438 | 10393.6565 | 5754.4157 | 6108.2514 | 3393.6918 | 3061.8559 | 4004.2429 | 3122.887 | 2408.1147 | 2542.1001 | 3304.644 | 1569.6068 | 1459.7293 | 1337.1745 | 1154.1489 | 1206.7403 | 1112.2021
Region | Technology | 2023-24 | 2024-25 | 2025-26 | 2026-27 | 2027-28 | 2028-29 | 2029-30 | 2030-31 | 2031-32 | 2032-33 | 2033-34 | 2034-35 | 2035-36 | 2036-37 | 2037-38 | 2038-39 | 2039-40 | 2040-41 | 2041-42 | 2042-43 | 2043-44 | 2044-45 | 2045-46 | 2046-47 | 2047-48 | 2048-49 | 2049-50
TAS1 | Black Coal | 0 | 0 | 0 | 0 | 0 | 0 | 0 | 0 | 0 | 0 | 0 | 0 | 0 | 0 | 0 | 0 | 0 | 0 | 0 | 0 | 0 | 0 | 0 | 0 | 0 | 0 | 0
TAS1 | Brown Coal | 0 | 0 | 0 | 0 | 0 | 0 | 0 | 0 | 0 | 0 | 0 | 0 | 0 | 0 | 0 | 0 | 0 | 0 | 0 | 0 | 0 | 0 | 0 | 0 | 0 | 0 | 0
TAS1 | CCGT | 0 | 0 | 0 | 0 | 0 | 0 | 0 | 0 | 0 | 0 | 0 | 0 | 0 | 0 | 0 | 0 | 0 | 0 | 0 | 0 | 0 | 0 | 0 | 0 | 0 | 0 | 0
TAS1 | Gas - Steam | 0 | 0 | 0 | 0 | 0 | 0 | 0 | 0 | 0 | 0 | 0 | 0 | 0 | 0 | 0 | 0 | 0 | 0 | 0 | 0 | 0 | 0 | 0 | 0 | 0 | 0 | 0
TAS1 | OCGT / Diesel | 0.00061632 | 0.00077187 | 0.00077695 | 1.3834 | 0.0007667 | 0.00077425 | 9.9682 | 27.8755 | 12.0726 | 54.26 | 26.3361 | 116.1719 | 61.9373 | 43.6447 | 52.3534 | 46.057 | 145.4878 | 25.9589 | 22.4158 | 22.5202 | 25.9739 | 13.9264 | 7.566 | 9.2224 | 10.5553 | 19.5023 | 14.7248
TAS1 | Hydro | 79417.5334 | 55264.0741 | 53067.1222 | 47594.6098 | 38686.2718 | 39214.6409 | 48835.3747 | 46558.002 | 41771.6788 | 39022.6278 | 40828.3986 | 37652.249 | 31177.5844 | 28236.5081 | 28966.6151 | 25890.6651 | 22417.4479 | 19033.5137 | 17990.2742 | 18914.8963 | 19198.3489 | 15999.8363 | 15550.7123 | 17097.9282 | 14531.9163 | 13779.4253 | 11566.2047
TAS1 | Hydrogen Turbine | 0 | 0 | 0 | 0 | 0 | 0 | 0 | 0 | 0 | 0 | 0 | 0 | 0 | 0 | 0 | 0 | 0 | 0 | 0 | 0 | 0 | 0 | 0 | 0 | 0 | 0 | 0
TAS1 | Wind | 163.5479 | 382.1788 | 387.398 | 388.3705 | 405.0363 | 384.8727 | 486.8719 | 461.7367 | 675.7236 | 634.1224 | 577.5861 | 564.0611 | 536.9119 | 524.9069 | 474.1716 | 435.681 | 412.6904 | 417.3562 | 387.6016 | 358.1837 | 353.5867 | 331.8923 | 328.6447 | 301.0234 | 277.1748 | 255.4369 | 259.5534
TAS1 | Solar PV | 0 | 2.8026e-05 | 2.6239e-05 | 2.8455e-05 | 2.5966e-05 | 2.0928e-05 | 2.0866e-05 | 2.652e-05 | 2.2933e-05 | 3.3984e-05 | 3.4379e-05 | 3.6989e-05 | 3.3958e-05 | 3.2051e-05 | 2.8535e-05 | 2.8339e-05 | 0.00011491 | 7.2368 | 7.1361 | 7.8207 | 6.9277 | 6.8517 | 6.5478 | 5.2188 | 5.584 | 5.3331 | 4.608
TAS1 | Grid Battery | 0 | 0.00012297 | 0.00013701 | 0.00014721 | 0.00016678 | 0.00015993 | 0.00018615 | 0.00029843 | 0.00034386 | 0.00040919 | 0.00038353 | 0.00036974 | 0.00040393 | 0.00038858 | 0.00038058 | 0.00036872 | 0.00037672 | 0.00045224 | 0.00048079 | 0.00045318 | 0.00045707 | 0.00058423 | 0.00055567 | 0.00048914 | 0.00052669 | 0.00049008 | 0.00053645
TAS1 | Pumped Hydro | 0 | 0 | 0.00021643 | 0.00022356 | 0.00025047 | 0.00026842 | 0.00040022 | 18.1475 | 23.0894 | 126.1071 | 118.8881 | 106.5142 | 134.0366 | 126.5899 | 130.3266 | 117.4268 | 119.0897 | 100.2349 | 90.0998 | 94.5835 | 78.8226 | 78.547 | 78.8243 | 73.6046 | 65.6317 | 60.6674 | 52.9446
TAS1 | VPP | 0.038475 | 0.33883 | 0.46466 | 0.80601 | 1.2243 | 1.6062 | 2.5273 | 3.0356 | 3.9948 | 4.1068 | 4.4958 | 4.3754 | 4.8514 | 4.9245 | 5.1556 | 4.8 | 5.1758 | 4.4489 | 4.512 | 4.5411 | 4.1587 | 4.5153 | 4.4688 | 4.1334 | 3.9948 | 4.0868 | 3.7041
Total excluding storage |  | 79581.1204 | 55646.5927 | 53454.986 | 47985.1701 | 39092.5335 | 39601.121 | 49334.7427 | 47068.7977 | 42486.5596 | 39841.2245 | 41555.7052 | 38443.3719 | 31915.3222 | 28936.5745 | 29628.6226 | 26494.6302 | 23099.892 | 19588.7499 | 18502.04 | 19402.5459 | 19667.8191 | 16435.5695 | 15976.7644 | 17491.1312 | 14894.8574 | 14124.4523 | 11901.7401
Explicitly modelled pumping
Region | Technology | 2023-24 | 2024-25 | 2025-26 | 2026-27 | 2027-28 | 2028-29 | 2029-30 | 2030-31 | 2031-32 | 2032-33 | 2033-34 | 2034-35 | 2035-36 | 2036-37 | 2037-38 | 2038-39 | 2039-40 | 2040-41 | 2041-42 | 2042-43 | 2043-44 | 2044-45 | 2045-46 | 2046-47 | 2047-48 | 2048-49 | 2049-50
NEM | Grid Battery pump | 43.3878 | 40.9344 | 41.043 | 38.4539 | 35.9798 | 32.7903 | 30.7392 | 28.4063 | 26.7083 | 25.2271 | 21.7515 | 18.1533 | 17.4036 | 15.2897 | 13.5267 | 12.6975 | 12.0317 | 10.6022 | 7.4524 | 7.055 | 3.3554 | 3.0935 | 2.9506 | 2.5907 | 2.3823 | 2.2291 | 2.0768
NEM | Pumped Hydro Pump | 8459.9092 | 13926.7663 | 12379.052 | 18996.0272 | 22735.0657 | 24444.4083 | 28142.0187 | 34771.7043 | 35640.3189 | 29806.9288 | 33095.8607 | 28899.1536 | 29750.359 | 30702.4607 | 25262.6196 | 23885.4287 | 19900.4939 | 14828.356 | 15004.7416 | 16051.0259 | 11991.6211 | 11175.9037 | 11238.1354 | 12382.3945 | 9882.1639 | 8603.5679 | 6091.4628
NEM | VPP pump | 22.704 | 43.0805 | 72.6641 | 100.5291 | 128.5384 | 149.5335 | 188.8128 | 215.9254 | 236.738 | 261.7665 | 294.3221 | 310.6685 | 342.1054 | 365.2023 | 360.8234 | 368.1464 | 373.2592 | 354.9621 | 365.4609 | 360.8991 | 346.9422 | 350.6052 | 355.5414 | 329.3415 | 323.9062 | 317.0667 | 301.106
Region | Technology | 2023-24 | 2024-25 | 2025-26 | 2026-27 | 2027-28 | 2028-29 | 2029-30 | 2030-31 | 2031-32 | 2032-33 | 2033-34 | 2034-35 | 2035-36 | 2036-37 | 2037-38 | 2038-39 | 2039-40 | 2040-41 | 2041-42 | 2042-43 | 2043-44 | 2044-45 | 2045-46 | 2046-47 | 2047-48 | 2048-49 | 2049-50
NSW1 | Grid Battery pump | 2.1442 | 2.4765 | 2.7086 | 2.5984 | 2.3707 | 2.079 | 1.9561 | 1.9198 | 1.7903 | 1.7286 | 1.5744 | 1.3994 | 1.3941 | 0 | 0 | 0 | 0 | 0 | 0 | 0 | 0 | 0 | 0 | 0 | 0 | 0 | 0
NSW1 | Pumped Hydro Pump | 4395.6334 | 7977.3095 | 6893.6062 | 11961.6832 | 15814.1817 | 20902.4179 | 24037.7012 | 29512.9353 | 30865.3486 | 26059.6219 | 29148.5296 | 25609.1764 | 26222.5607 | 27447.4581 | 23681.7733 | 22026.1161 | 18208.6938 | 13358.3819 | 13646.4215 | 14545.9793 | 10748.1499 | 10034.054 | 10320.945 | 11738.2426 | 9299.81 | 7995.6195 | 5625.3096
NSW1 | VPP pump | 5.9559 | 13.0177 | 22.8526 | 31.8149 | 40.5279 | 47.2088 | 59.702 | 70.6189 | 78.8473 | 89.8414 | 101.7316 | 108.477 | 121.4578 | 128.4058 | 128.2514 | 131.5187 | 134.1203 | 128.51 | 132.9769 | 129.3661 | 123.4223 | 126.925 | 126.502 | 116.2097 | 114.9731 | 114.3249 | 110.3073
Region | Technology | 2023-24 | 2024-25 | 2025-26 | 2026-27 | 2027-28 | 2028-29 | 2029-30 | 2030-31 | 2031-32 | 2032-33 | 2033-34 | 2034-35 | 2035-36 | 2036-37 | 2037-38 | 2038-39 | 2039-40 | 2040-41 | 2041-42 | 2042-43 | 2043-44 | 2044-45 | 2045-46 | 2046-47 | 2047-48 | 2048-49 | 2049-50
QLD1 | Grid Battery pump | 5.5703 | 5.2734 | 5.1101 | 4.8796 | 4.6386 | 4.2334 | 3.9338 | 3.8227 | 3.6036 | 3.4533 | 3.2483 | 2.9932 | 2.7759 | 2.7025 | 2.3241 | 2.2308 | 2.1953 | 2.1054 | 2.0309 | 2.0021 | 1.8669 | 1.7245 | 1.6724 | 1.5088 | 1.412 | 1.298 | 1.2375
QLD1 | Pumped Hydro Pump | 4064.2758 | 5949.4568 | 5485.4457 | 7034.344 | 6920.884 | 3541.9904 | 4104.3175 | 5258.769 | 4774.9703 | 3747.3069 | 3947.3311 | 3289.9772 | 3527.7983 | 3255.0026 | 1580.8463 | 1859.3127 | 1691.8001 | 1469.974 | 1358.3201 | 1505.0466 | 1243.4712 | 1141.8497 | 917.1904 | 644.1519 | 582.3539 | 607.9484 | 466.1532
QLD1 | VPP pump | 5.2697 | 10.6068 | 17.906 | 26.4197 | 33.8692 | 41.1955 | 53.9389 | 64.1904 | 70.939 | 78.3496 | 89.2552 | 96.8179 | 103.2883 | 111.892 | 109.2681 | 113.7241 | 116.9583 | 116.1204 | 115.537 | 117.0725 | 115.2008 | 111.867 | 112.3604 | 107.6236 | 105.0314 | 100.4939 | 98.764
Region | Technology | 2023-24 | 2024-25 | 2025-26 | 2026-27 | 2027-28 | 2028-29 | 2029-30 | 2030-31 | 2031-32 | 2032-33 | 2033-34 | 2034-35 | 2035-36 | 2036-37 | 2037-38 | 2038-39 | 2039-40 | 2040-41 | 2041-42 | 2042-43 | 2043-44 | 2044-45 | 2045-46 | 2046-47 | 2047-48 | 2048-49 | 2049-50
VIC1 | Grid Battery pump | 16.6308 | 14.7608 | 16.3515 | 15.2065 | 13.9478 | 12.5884 | 11.8547 | 10.8453 | 10.1658 | 9.5587 | 6.9633 | 5.9188 | 5.7913 | 5.2982 | 4.5709 | 4.1924 | 3.9436 | 3.2294 | 0 | 0 | 0 | 0 | 0 | 0 | 0 | 0 | 0
VIC1 | Pumped Hydro Pump | 0 | 0 | 0 | 0 | 0 | 0 | 0 | 0 | 0 | 0 | 0 | 0 | 0 | 0 | 0 | 0 | 0 | 0 | 0 | 0 | 0 | 0 | 0 | 0 | 0 | 0 | 0
VIC1 | VPP pump | 4.1882 | 9.2056 | 19.4096 | 27.8991 | 37.3944 | 42.5344 | 52.4584 | 55.7589 | 58.0141 | 61.5359 | 67.5188 | 68.8334 | 77.9334 | 82.3055 | 80.5385 | 80.0329 | 79.3576 | 70.8203 | 75.2104 | 73.2463 | 67.8742 | 71.8086 | 74.5549 | 67.2048 | 68.1745 | 66.4942 | 58.9714
Region | Technology | 2023-24 | 2024-25 | 2025-26 | 2026-27 | 2027-28 | 2028-29 | 2029-30 | 2030-31 | 2031-32 | 2032-33 | 2033-34 | 2034-35 | 2035-36 | 2036-37 | 2037-38 | 2038-39 | 2039-40 | 2040-41 | 2041-42 | 2042-43 | 2043-44 | 2044-45 | 2045-46 | 2046-47 | 2047-48 | 2048-49 | 2049-50
SA1 | Grid Battery pump | 19.0425 | 18.4237 | 16.8728 | 15.7694 | 15.0227 | 13.8895 | 12.9947 | 11.8185 | 11.1486 | 10.4865 | 9.9655 | 7.8419 | 7.4423 | 7.2891 | 6.6316 | 6.2743 | 5.8928 | 5.2673 | 5.4215 | 5.053 | 1.4885 | 1.369 | 1.2782 | 1.0819 | 0.9703 | 0.93106 | 0.83923
SA1 | Pumped Hydro Pump | 0 | 0 | 0 | 0 | 0 | 0 | 0 | 0 | 0 | 0 | 0 | 0 | 0 | 0 | 0 | 0 | 0 | 0 | 0 | 0 | 0 | 0 | 0 | 0 | 0 | 0 | 0
SA1 | VPP pump | 7.2463 | 9.851 | 11.9496 | 13.4473 | 15.2994 | 16.7119 | 19.7286 | 21.7969 | 24.2375 | 27.2058 | 30.5287 | 31.3716 | 33.7387 | 36.7808 | 36.7233 | 37.2226 | 36.7339 | 34.2737 | 36.4293 | 35.8718 | 35.5519 | 34.6927 | 36.8407 | 33.4655 | 31.0021 | 30.97 | 28.7049
Region | Technology | 2023-24 | 2024-25 | 2025-26 | 2026-27 | 2027-28 | 2028-29 | 2029-30 | 2030-31 | 2031-32 | 2032-33 | 2033-34 | 2034-35 | 2035-36 | 2036-37 | 2037-38 | 2038-39 | 2039-40 | 2040-41 | 2041-42 | 2042-43 | 2043-44 | 2044-45 | 2045-46 | 2046-47 | 2047-48 | 2048-49 | 2049-50
TAS1 | Grid Battery pump | 0 | 0 | 0 | 0 | 0 | 0 | 0 | 0 | 0 | 0 | 0 | 0 | 0 | 0 | 0 | 0 | 0 | 0 | 0 | 0 | 0 | 0 | 0 | 0 | 0 | 0 | 0
TAS1 | Pumped Hydro Pump | 0 | 0 | 0 | 0 | 0 | 0 | 0 | 0 | 0 | 0 | 0 | 0 | 0 | 0 | 0 | 0 | 0 | 0 | 0 | 0 | 0 | 0 | 0 | 0 | 0 | 0 | 0
TAS1 | VPP pump | 0.043926 | 0.39936 | 0.54622 | 0.94812 | 1.4474 | 1.8829 | 2.9848 | 3.5602 | 4.7002 | 4.8338 | 5.2878 | 5.1686 | 5.6872 | 5.8182 | 6.0421 | 5.6481 | 6.089 | 5.2377 | 5.3074 | 5.3424 | 4.8929 | 5.3119 | 5.2833 | 4.8379 | 4.7252 | 4.7837 | 4.3583

## Option 5_FOM Cost
FOM cost by technology ($000s) - Option 5, Step Change Scenario
FOM | Real June 2021 dollars discounted to 1 July 2021. For new entrant capacity, the FOM is incurred annually in modelling. For existing capacity, FOM is considered to be a sunk cost, since the fixed retirement dates are assumed to be the same in the Base Case and the option case.
Explicitly modelled generation
Region | Technology | 2023-24 | 2024-25 | 2025-26 | 2026-27 | 2027-28 | 2028-29 | 2029-30 | 2030-31 | 2031-32 | 2032-33 | 2033-34 | 2034-35 | 2035-36 | 2036-37 | 2037-38 | 2038-39 | 2039-40 | 2040-41 | 2041-42 | 2042-43 | 2043-44 | 2044-45 | 2045-46 | 2046-47 | 2047-48 | 2048-49 | 2049-50
NEM | Black Coal | 0 | 0 | 0 | 0 | 0 | 0 | 0 | 0 | 0 | 0 | 0 | 0 | 0 | 0 | 0 | 0 | 0 | 0 | 0 | 0 | 0 | 0 | 0 | 0 | 0 | 0 | 0
NEM | Brown Coal | 0 | 0 | 0 | 0 | 0 | 0 | 0 | 0 | 0 | 0 | 0 | 0 | 0 | 0 | 0 | 0 | 0 | 0 | 0 | 0 | 0 | 0 | 0 | 0 | 0 | 0 | 0
NEM | CCGT | 0 | 0 | 0 | 0 | 0 | 0 | 0 | 0 | 0 | 0 | 0 | 0 | 0 | 0 | 0 | 0 | 0 | 0 | 0 | 0 | 0 | 0 | 0 | 0 | 0 | 0 | 0
NEM | Gas - Steam | 0 | 0 | 0 | 0 | 0 | 0 | 0 | 0 | 0 | 0 | 0 | 0 | 0 | 0 | 0 | 0 | 0 | 0 | 0 | 0 | 0 | 0 | 0 | 0 | 0 | 0 | 0
NEM | OCGT / Diesel | 0 | 0.0097912 | 0.0092807 | 0.0090883 | 0.0086765 | 1446.6305 | 1371.2139 | 1299.7293 | 1235.2555 | 1167.5739 | 1106.7052 | 1049.0099 | 4674.3247 | 4418.21 | 12607.8948 | 11950.6112 | 11357.7951 | 10735.4808 | 10181.9367 | 9651.1249 | 13738.7459 | 18966.4995 | 17977.7247 | 21610.9779 | 20538.9543 | 25702.7823 | 24362.8268
NEM | Hydro | 0 | 0 | 0 | 0 | 0 | 0 | 0 | 0 | 0 | 0 | 0 | 0 | 0 | 0 | 0 | 0 | 0 | 0 | 0 | 0 | 0 | 0 | 0 | 0 | 0 | 0 | 0
NEM | Hydrogen Turbine | 0 | 0 | 0 | 0 | 0 | 0 | 0 | 0 | 0 | 0 | 0 | 0 | 0 | 0 | 0 | 0 | 0 | 0 | 0 | 0 | 0 | 0 | 0 | 0 | 0 | 0 | 0
NEM | Wind | 0 | 117710.916 | 112633.0346 | 148832.3822 | 225877.2701 | 339198.9315 | 380311.5201 | 433477.5674 | 462060.0425 | 507033.5733 | 562439.6319 | 586880.6365 | 623581.2765 | 661681.1689 | 727121.7055 | 751536.1427 | 775280.529 | 796832.7612 | 761126.6321 | 741156.984 | 724195.3686 | 689462.4014 | 657893.9011 | 678231.2383 | 663555.5987 | 652836.799 | 626763.5545
NEM | Solar PV | 0 | 0.057384 | 12586.0919 | 11929.9564 | 11338.2198 | 17214.1592 | 29110.7416 | 51225.4383 | 51646.3981 | 77311.0141 | 92001.6783 | 97152.8446 | 92333.528 | 87453.2947 | 114962.5342 | 115966.2271 | 172281.5898 | 193555.0182 | 220132.5089 | 261779.1085 | 272723.1318 | 262510.7675 | 251670.635 | 261654.6945 | 250747.8976 | 251685.1324 | 259761.6638
NEM | Grid Battery | 0 | 0.054514 | 9107.2066 | 8632.4662 | 20368.727 | 41773.2151 | 40893.1428 | 43613.9075 | 41914.4194 | 74174.5712 | 72283.2609 | 68514.9395 | 69739.489 | 65918.3354 | 62481.8378 | 59224.4917 | 81781.8497 | 79130.6284 | 116824.8365 | 137651.9208 | 138244.9208 | 140602.7939 | 133272.7989 | 126324.9382 | 120058.5279 | 127471.0654 | 120825.6587
NEM | Pumped Hydro | 0 | 0 | 6085.1529 | 5767.927 | 5735.9652 | 6629.3643 | 6283.7631 | 6808.4254 | 6470.6906 | 10663.5707 | 10107.6505 | 11735.7363 | 12448.8833 | 11766.7865 | 22440.7346 | 21270.8386 | 23732.5564 | 22432.2077 | 21262.7577 | 20154.2731 | 19154.5181 | 18176.9382 | 17229.3254 | 19502.3318 | 18534.9087 | 17519.3475 | 16606.0167
NEM | VPP | 0 | 0 | 0 | 0 | 0 | 0 | 0 | 0 | 0 | 0 | 0 | 0 | 0 | 0 | 0 | 0 | 0 | 0 | 0 | 0 | 0 | 0 | 0 | 0 | 0 | 0 | 0
Total excluding storage |  | 0 | 117711.0377 | 140411.4952 | 175162.7409 | 263320.1907 | 406262.3006 | 457970.3815 | 536425.0678 | 563326.8061 | 670350.3032 | 737938.9268 | 765333.1668 | 802777.5016 | 831237.7955 | 939614.7069 | 959948.3114 | 1064434.3201 | 1102686.0962 | 1129528.6718 | 1170393.4113 | 1168056.6851 | 1129719.4005 | 1078044.385 | 1107324.1806 | 1073435.8872 | 1075215.1265 | 1048319.7206
Region | Technology | 2023-24 | 2024-25 | 2025-26 | 2026-27 | 2027-28 | 2028-29 | 2029-30 | 2030-31 | 2031-32 | 2032-33 | 2033-34 | 2034-35 | 2035-36 | 2036-37 | 2037-38 | 2038-39 | 2039-40 | 2040-41 | 2041-42 | 2042-43 | 2043-44 | 2044-45 | 2045-46 | 2046-47 | 2047-48 | 2048-49 | 2049-50
NSW1 | Black Coal | 0 | 0 | 0 | 0 | 0 | 0 | 0 | 0 | 0 | 0 | 0 | 0 | 0 | 0 | 0 | 0 | 0 | 0 | 0 | 0 | 0 | 0 | 0 | 0 | 0 | 0 | 0
NSW1 | Brown Coal | 0 | 0 | 0 | 0 | 0 | 0 | 0 | 0 | 0 | 0 | 0 | 0 | 0 | 0 | 0 | 0 | 0 | 0 | 0 | 0 | 0 | 0 | 0 | 0 | 0 | 0 | 0
NSW1 | CCGT | 0 | 0 | 0 | 0 | 0 | 0 | 0 | 0 | 0 | 0 | 0 | 0 | 0 | 0 | 0 | 0 | 0 | 0 | 0 | 0 | 0 | 0 | 0 | 0 | 0 | 0 | 0
NSW1 | Gas - Steam | 0 | 0 | 0 | 0 | 0 | 0 | 0 | 0 | 0 | 0 | 0 | 0 | 0 | 0 | 0 | 0 | 0 | 0 | 0 | 0 | 0 | 0 | 0 | 0 | 0 | 0 | 0
NSW1 | OCGT / Diesel | 0 | 0.0044988 | 0.0042643 | 0.004042 | 0.0038415 | 0.0036342 | 0.0034486 | 0.0032724 | 0.0031124 | 0.0029458 | 0.0028009 | 0.0026628 | 0.0025339 | 0.0024014 | 4624.3138 | 4383.2358 | 4165.8032 | 3937.5512 | 3732.276 | 3537.7024 | 3362.2141 | 3968.9584 | 3762.0459 | 4052.2798 | 3851.2644 | 3892.4785 | 3689.5531
NSW1 | Hydro | 0 | 0 | 0 | 0 | 0 | 0 | 0 | 0 | 0 | 0 | 0 | 0 | 0 | 0 | 0 | 0 | 0 | 0 | 0 | 0 | 0 | 0 | 0 | 0 | 0 | 0 | 0
NSW1 | Hydrogen Turbine | 0 | 0 | 0 | 0 | 0 | 0 | 0 | 0 | 0 | 0 | 0 | 0 | 0 | 0 | 0 | 0 | 0 | 0 | 0 | 0 | 0 | 0 | 0 | 0 | 0 | 0 | 0
NSW1 | Wind | 0 | 53848.2292 | 52099.682 | 67136.5568 | 121865.7037 | 128276.341 | 124466.0174 | 119048.7656 | 113143.2908 | 122613.3107 | 124552.2781 | 120088.2689 | 131020.3293 | 126743.4256 | 129864.5827 | 123094.3917 | 117016.6198 | 113508.7853 | 109599.6267 | 113855.8306 | 119637.8137 | 113082.6444 | 107915.4959 | 112639.3937 | 112540.3502 | 111974.2591 | 106136.7393
NSW1 | Solar PV | 0 | 0.023132 | 12586.0506 | 11929.9069 | 11338.1724 | 16456.7611 | 28066.553 | 42234.0352 | 40138.9943 | 44014.141 | 52367.2794 | 49637.2363 | 47174.9558 | 44769.0431 | 51682.0863 | 52498.815 | 68431.2055 | 74496.3846 | 83202.9047 | 86802.3536 | 85734.4304 | 81036.8841 | 76812.2126 | 79379.0905 | 75765.3436 | 78313.4218 | 82244.8628
NSW1 | Grid Battery | 0 | 0.034343 | 9107.1843 | 8632.4053 | 20368.6655 | 26091.8495 | 26029.2874 | 24672.321 | 23448.4388 | 32514.4566 | 30819.3907 | 29212.6927 | 27763.5915 | 26242.3739 | 24874.2883 | 23577.5249 | 34146.0294 | 32275.1087 | 37588.8541 | 38701.1291 | 36781.3495 | 39484.2895 | 37425.875 | 35474.772 | 33715.0285 | 37588.4201 | 35628.8349
NSW1 | Pumped Hydro | 0 | 0 | 6085.1339 | 5767.8996 | 5735.9374 | 5421.6561 | 5139.0106 | 4871.1003 | 4629.4669 | 4375.8101 | 4147.6874 | 3931.4573 | 3736.4368 | 3531.7107 | 3347.6007 | 3173.0813 | 3015.6791 | 2850.4446 | 2701.8434 | 2560.9892 | 2433.952 | 2300.609 | 2180.6721 | 2066.988 | 1964.454 | 1856.818 | 1760.0171
NSW1 | VPP | 0 | 0 | 0 | 0 | 0 | 0 | 0 | 0 | 0 | 0 | 0 | 0 | 0 | 0 | 0 | 0 | 0 | 0 | 0 | 0 | 0 | 0 | 0 | 0 | 0 | 0 | 0
Total excluding storage |  | 0 | 53848.2912 | 79878.0549 | 93466.7727 | 159308.4828 | 176246.6113 | 183700.8719 | 190826.2253 | 181360.1939 | 203517.7213 | 211886.6384 | 202869.6579 | 209695.316 | 201286.5557 | 214392.8719 | 206727.0487 | 226775.337 | 227068.2744 | 236825.5049 | 245458.0049 | 247949.7598 | 239873.3854 | 228096.3015 | 233612.5239 | 227836.4406 | 233625.3975 | 229460.0072
Region | Technology | 2023-24 | 2024-25 | 2025-26 | 2026-27 | 2027-28 | 2028-29 | 2029-30 | 2030-31 | 2031-32 | 2032-33 | 2033-34 | 2034-35 | 2035-36 | 2036-37 | 2037-38 | 2038-39 | 2039-40 | 2040-41 | 2041-42 | 2042-43 | 2043-44 | 2044-45 | 2045-46 | 2046-47 | 2047-48 | 2048-49 | 2049-50
QLD1 | Black Coal | 0 | 0 | 0 | 0 | 0 | 0 | 0 | 0 | 0 | 0 | 0 | 0 | 0 | 0 | 0 | 0 | 0 | 0 | 0 | 0 | 0 | 0 | 0 | 0 | 0 | 0 | 0
QLD1 | Brown Coal | 0 | 0 | 0 | 0 | 0 | 0 | 0 | 0 | 0 | 0 | 0 | 0 | 0 | 0 | 0 | 0 | 0 | 0 | 0 | 0 | 0 | 0 | 0 | 0 | 0 | 0 | 0
QLD1 | CCGT | 0 | 0 | 0 | 0 | 0 | 0 | 0 | 0 | 0 | 0 | 0 | 0 | 0 | 0 | 0 | 0 | 0 | 0 | 0 | 0 | 0 | 0 | 0 | 0 | 0 | 0 | 0
QLD1 | Gas - Steam | 0 | 0 | 0 | 0 | 0 | 0 | 0 | 0 | 0 | 0 | 0 | 0 | 0 | 0 | 0 | 0 | 0 | 0 | 0 | 0 | 0 | 0 | 0 | 0 | 0 | 0 | 0
QLD1 | OCGT / Diesel | 0 | 0.0010701 | 0.0010143 | 0.0010279 | 0.00098415 | 1446.6232 | 1371.2068 | 1299.7221 | 1235.2487 | 1167.5672 | 1106.6988 | 1049.0036 | 996.9672 | 942.3416 | 4141.4674 | 3925.5615 | 3730.8321 | 3526.413 | 3342.5716 | 3168.3143 | 3011.1484 | 2846.1621 | 2697.784 | 6641.2622 | 6311.819 | 12002.9458 | 11377.1998
QLD1 | Hydro | 0 | 0 | 0 | 0 | 0 | 0 | 0 | 0 | 0 | 0 | 0 | 0 | 0 | 0 | 0 | 0 | 0 | 0 | 0 | 0 | 0 | 0 | 0 | 0 | 0 | 0 | 0
QLD1 | Hydrogen Turbine | 0 | 0 | 0 | 0 | 0 | 0 | 0 | 0 | 0 | 0 | 0 | 0 | 0 | 0 | 0 | 0 | 0 | 0 | 0 | 0 | 0 | 0 | 0 | 0 | 0 | 0 | 0
QLD1 | Wind | 0 | 23314.0495 | 22098.6252 | 30808.1231 | 50012.9851 | 98198.8828 | 93864.9307 | 113293.7972 | 107924.0131 | 119391.2981 | 130732.8936 | 124173.0875 | 118013.4185 | 111547.2477 | 125981.3778 | 119413.6283 | 113490.0542 | 110045.0022 | 108134.6129 | 108175.4047 | 108658.9539 | 102705.331 | 97351.025 | 120114.0734 | 117545.2387 | 122623.5826 | 116312.528
QLD1 | Solar PV | 0 | 0.0094829 | 0.013221 | 0.013141 | 0.012671 | 757.3652 | 1044.1569 | 8991.3611 | 11507.362 | 21994.8749 | 28921.6043 | 34650.4927 | 32931.6372 | 31127.2527 | 44026.0358 | 45216.784 | 85136.9173 | 97096.006 | 94313.8204 | 133866.9323 | 127240.2016 | 120268.4781 | 115707.2001 | 124425.705 | 120002.3288 | 119064.5956 | 123688.6039
QLD1 | Grid Battery | 0 | 0.0045815 | 0.005103 | 0.0075953 | 0.0094135 | 15681.3164 | 14863.8071 | 18084.4792 | 17651.3881 | 31590.6561 | 31919.3594 | 30255.317 | 28754.4867 | 27178.9758 | 25762.0625 | 24419.0168 | 36964.8379 | 34939.4669 | 45391.3438 | 66870.5651 | 63553.4167 | 60071.2089 | 56939.5345 | 53971.1229 | 51293.8578 | 56753.4367 | 53794.7268
QLD1 | Pumped Hydro | 0 | 0 | 0.0042984 | 0.0063394 | 0.00622 | 1207.6865 | 1144.7266 | 1085.0489 | 1031.2245 | 974.7219 | 923.9072 | 3030.7661 | 2880.4235 | 2722.5998 | 13463.6219 | 12761.7269 | 15645.5433 | 14788.2953 | 14017.3416 | 13286.5798 | 12627.4922 | 11935.6088 | 11313.3733 | 13894.7939 | 13205.5356 | 12481.9802 | 11831.2609
QLD1 | VPP | 0 | 0 | 0 | 0 | 0 | 0 | 0 | 0 | 0 | 0 | 0 | 0 | 0 | 0 | 0 | 0 | 0 | 0 | 0 | 0 | 0 | 0 | 0 | 0 | 0 | 0 | 0
Total excluding storage |  | 0 | 23314.0647 | 22098.6489 | 30808.1512 | 50013.0144 | 117291.8741 | 112288.8281 | 142754.4086 | 139349.2365 | 175119.1182 | 193604.4634 | 193158.6669 | 183576.9332 | 173518.4177 | 213374.5653 | 205736.7175 | 254968.1848 | 260395.1835 | 265199.6902 | 325367.7962 | 315091.2129 | 297826.7889 | 284008.9169 | 319046.9574 | 308358.7798 | 322926.541 | 317004.3194
Region | Technology | 2023-24 | 2024-25 | 2025-26 | 2026-27 | 2027-28 | 2028-29 | 2029-30 | 2030-31 | 2031-32 | 2032-33 | 2033-34 | 2034-35 | 2035-36 | 2036-37 | 2037-38 | 2038-39 | 2039-40 | 2040-41 | 2041-42 | 2042-43 | 2043-44 | 2044-45 | 2045-46 | 2046-47 | 2047-48 | 2048-49 | 2049-50
VIC1 | Black Coal | 0 | 0 | 0 | 0 | 0 | 0 | 0 | 0 | 0 | 0 | 0 | 0 | 0 | 0 | 0 | 0 | 0 | 0 | 0 | 0 | 0 | 0 | 0 | 0 | 0 | 0 | 0
VIC1 | Brown Coal | 0 | 0 | 0 | 0 | 0 | 0 | 0 | 0 | 0 | 0 | 0 | 0 | 0 | 0 | 0 | 0 | 0 | 0 | 0 | 0 | 0 | 0 | 0 | 0 | 0 | 0 | 0
VIC1 | CCGT | 0 | 0 | 0 | 0 | 0 | 0 | 0 | 0 | 0 | 0 | 0 | 0 | 0 | 0 | 0 | 0 | 0 | 0 | 0 | 0 | 0 | 0 | 0 | 0 | 0 | 0 | 0
VIC1 | Gas - Steam | 0 | 0 | 0 | 0 | 0 | 0 | 0 | 0 | 0 | 0 | 0 | 0 | 0 | 0 | 0 | 0 | 0 | 0 | 0 | 0 | 0 | 0 | 0 | 0 | 0 | 0 | 0
VIC1 | OCGT / Diesel | 0 | 0.0021468 | 0.0020348 | 0.0019364 | 0.0018423 | 0.0017478 | 0.0016613 | 0.0015838 | 0.0015069 | 0.0014513 | 0.0013815 | 0.0013736 | 3677.3495 | 3475.8608 | 3770.0907 | 3573.5457 | 3396.2781 | 3210.1898 | 3048.9587 | 2890.0082 | 6166.4146 | 11018.1017 | 10443.6983 | 9899.2401 | 9408.1832 | 8892.6916 | 8429.0916
VIC1 | Hydro | 0 | 0 | 0 | 0 | 0 | 0 | 0 | 0 | 0 | 0 | 0 | 0 | 0 | 0 | 0 | 0 | 0 | 0 | 0 | 0 | 0 | 0 | 0 | 0 | 0 | 0 | 0
VIC1 | Hydrogen Turbine | 0 | 0 | 0 | 0 | 0 | 0 | 0 | 0 | 0 | 0 | 0 | 0 | 0 | 0 | 0 | 0 | 0 | 0 | 0 | 0 | 0 | 0 | 0 | 0 | 0 | 0 | 0
VIC1 | Wind | 0 | 18688.0801 | 17713.82 | 24310.2115 | 27589.8921 | 73471.1615 | 114429.621 | 151314.3469 | 180178.6454 | 205635.6479 | 249224.2092 | 287709.0893 | 322361.1858 | 374063.5375 | 420311.5179 | 460720.7972 | 497096.2823 | 525843.9396 | 498430.2747 | 472829.4287 | 451181.5436 | 426670.6748 | 408074.0606 | 393493.3377 | 379999.6129 | 365080.4439 | 352164.0502
VIC1 | Solar PV | 0 | 0.0082375 | 0.0080442 | 0.016026 | 0.015323 | 0.014533 | 0.013938 | 0.016903 | 0.01781 | 7214.5096 | 6838.3977 | 6481.895 | 6160.3573 | 5822.8201 | 6004.2941 | 5691.2743 | 6134.4544 | 5798.3364 | 12837.568 | 12561.8407 | 19400.4527 | 20365.0475 | 20439.9827 | 19686.3791 | 18709.8262 | 18386.2737 | 18572.4183
VIC1 | Grid Battery | 0 | 0.0070279 | 0.0067148 | 0.03524 | 0.033626 | 0.031788 | 0.030229 | 856.9392 | 814.4304 | 2083.1861 | 1974.5841 | 1871.6437 | 2570.4068 | 2429.5696 | 2302.9099 | 2182.8531 | 2074.5717 | 1960.9045 | 14177.3948 | 13438.2891 | 15400.452 | 16863.8701 | 15984.7111 | 15151.386 | 14399.794 | 13610.8032 | 12901.2367
VIC1 | Pumped Hydro | 0 | 0 | 0.0039327 | 0.008472 | 0.0080938 | 0.0076854 | 0.0073307 | 0.010391 | 0.0098841 | 0.0093836 | 0.0089283 | 0.0084962 | 0.010716 | 0.010181 | 0.014497 | 0.013765 | 0.013129 | 0.013385 | 0.01331 | 0.012679 | 0.017708 | 0.016791 | 0.015965 | 0.015177 | 0.014449 | 0.013709 | 0.013046
VIC1 | VPP | 0 | 0 | 0 | 0 | 0 | 0 | 0 | 0 | 0 | 0 | 0 | 0 | 0 | 0 | 0 | 0 | 0 | 0 | 0 | 0 | 0 | 0 | 0 | 0 | 0 | 0 | 0
Total excluding storage |  | 0 | 18688.0975 | 17713.8408 | 24310.2731 | 27589.951 | 73471.2172 | 114429.6741 | 152171.315 | 180993.105 | 214933.3544 | 258037.2013 | 296062.6379 | 334769.3102 | 385791.7982 | 432388.8271 | 472168.484 | 508701.5996 | 536813.3837 | 528494.2094 | 501719.5794 | 492148.8806 | 474917.7109 | 454942.4686 | 438230.3582 | 422517.4308 | 405970.2261 | 392066.8099
Region | Technology | 2023-24 | 2024-25 | 2025-26 | 2026-27 | 2027-28 | 2028-29 | 2029-30 | 2030-31 | 2031-32 | 2032-33 | 2033-34 | 2034-35 | 2035-36 | 2036-37 | 2037-38 | 2038-39 | 2039-40 | 2040-41 | 2041-42 | 2042-43 | 2043-44 | 2044-45 | 2045-46 | 2046-47 | 2047-48 | 2048-49 | 2049-50
SA1 | Black Coal | 0 | 0 | 0 | 0 | 0 | 0 | 0 | 0 | 0 | 0 | 0 | 0 | 0 | 0 | 0 | 0 | 0 | 0 | 0 | 0 | 0 | 0 | 0 | 0 | 0 | 0 | 0
SA1 | Brown Coal | 0 | 0 | 0 | 0 | 0 | 0 | 0 | 0 | 0 | 0 | 0 | 0 | 0 | 0 | 0 | 0 | 0 | 0 | 0 | 0 | 0 | 0 | 0 | 0 | 0 | 0 | 0
SA1 | CCGT | 0 | 0 | 0 | 0 | 0 | 0 | 0 | 0 | 0 | 0 | 0 | 0 | 0 | 0 | 0 | 0 | 0 | 0 | 0 | 0 | 0 | 0 | 0 | 0 | 0 | 0 | 0
SA1 | Gas - Steam | 0 | 0 | 0 | 0 | 0 | 0 | 0 | 0 | 0 | 0 | 0 | 0 | 0 | 0 | 0 | 0 | 0 | 0 | 0 | 0 | 0 | 0 | 0 | 0 | 0 | 0 | 0
SA1 | OCGT / Diesel | 0 | 0.0010847 | 0.0010281 | 0.0011877 | 0.0011318 | 0.0010756 | 0.001025 | 0.0011804 | 0.0011273 | 0.0011991 | 0.0011444 | 0.0011799 | 0.0036095 | 0.0034152 | 72.0204 | 68.2658 | 64.8794 | 61.3245 | 58.1275 | 55.0972 | 1198.9661 | 1133.2726 | 1074.192 | 1018.1915 | 967.6836 | 914.6624 | 866.9786
SA1 | Hydro | 0 | 0 | 0 | 0 | 0 | 0 | 0 | 0 | 0 | 0 | 0 | 0 | 0 | 0 | 0 | 0 | 0 | 0 | 0 | 0 | 0 | 0 | 0 | 0 | 0 | 0 | 0
SA1 | Hydrogen Turbine | 0 | 0 | 0 | 0 | 0 | 0 | 0 | 0 | 0 | 0 | 0 | 0 | 0 | 0 | 0 | 0 | 0 | 0 | 0 | 0 | 0 | 0 | 0 | 0 | 0 | 0 | 0
SA1 | Wind | 0 | 9089.5771 | 8615.7129 | 14076.1998 | 13377.9435 | 25194.9268 | 26862.2376 | 29642.0262 | 28171.6185 | 28532.9244 | 28678.694 | 27183.5964 | 25835.1404 | 24419.5862 | 27355.3435 | 25929.2365 | 25120.9953 | 25520.0846 | 24189.6538 | 26606.7806 | 26004.2277 | 29316.2317 | 27787.8982 | 36093.0386 | 38367.3027 | 38882.9453 | 38618.8928
SA1 | Solar PV | 0 | 0.013102 | 0.016781 | 0.016898 | 0.016099 | 0.015308 | 0.014759 | 0.021444 | 0.020396 | 4087.4838 | 3874.3924 | 6383.2158 | 6066.5731 | 5734.1745 | 13250.1135 | 12559.3495 | 12578.994 | 15181.8819 | 28847.0219 | 27665.3336 | 39509.1828 | 40047.4553 | 37959.6733 | 37451.1348 | 35593.352 | 35280.89 | 34649.1899
SA1 | Grid Battery | 0 | 0.0049157 | 0.0061512 | 0.013272 | 0.012772 | 0.012079 | 0.011615 | 0.15546 | 0.14822 | 7986.2533 | 7569.9084 | 7175.2687 | 10650.9873 | 10067.4003 | 9542.5617 | 9045.0824 | 8596.3967 | 9955.1349 | 19667.2294 | 18641.9238 | 22509.6888 | 24183.4061 | 22922.6599 | 21727.6398 | 20649.8293 | 19518.3875 | 18500.8415
SA1 | Pumped Hydro | 0 | 0 | 0.0033166 | 0.0046773 | 0.0045029 | 0.0042898 | 0.0041358 | 0.0049388 | 0.0047043 | 0.0045609 | 0.0043745 | 0.0041882 | 0.0047192 | 0.0044951 | 0.0053992 | 0.0051421 | 0.0049432 | 0.0050541 | 0.0053645 | 0.0051889 | 0.0051807 | 0.0058876 | 0.0055906 | 0.0053111 | 0.0050622 | 0.0048044 | 0.0045973
SA1 | VPP | 0 | 0 | 0 | 0 | 0 | 0 | 0 | 0 | 0 | 0 | 0 | 0 | 0 | 0 | 0 | 0 | 0 | 0 | 0 | 0 | 0 | 0 | 0 | 0 | 0 | 0 | 0
Total excluding storage |  | 0 | 9089.5962 | 8615.7402 | 14076.2358 | 13377.978 | 25194.9596 | 26862.2692 | 29642.2092 | 28171.793 | 40606.6672 | 40123.0003 | 40742.0862 | 42552.7091 | 40221.1689 | 50220.0446 | 47601.9392 | 46361.2704 | 50718.431 | 72762.038 | 72969.1404 | 89222.0705 | 94680.3715 | 89744.4289 | 96290.0099 | 95578.1727 | 94596.8901 | 92635.9074
Region | Technology | 2023-24 | 2024-25 | 2025-26 | 2026-27 | 2027-28 | 2028-29 | 2029-30 | 2030-31 | 2031-32 | 2032-33 | 2033-34 | 2034-35 | 2035-36 | 2036-37 | 2037-38 | 2038-39 | 2039-40 | 2040-41 | 2041-42 | 2042-43 | 2043-44 | 2044-45 | 2045-46 | 2046-47 | 2047-48 | 2048-49 | 2049-50
TAS1 | Black Coal | 0 | 0 | 0 | 0 | 0 | 0 | 0 | 0 | 0 | 0 | 0 | 0 | 0 | 0 | 0 | 0 | 0 | 0 | 0 | 0 | 0 | 0 | 0 | 0 | 0 | 0 | 0
TAS1 | Brown Coal | 0 | 0 | 0 | 0 | 0 | 0 | 0 | 0 | 0 | 0 | 0 | 0 | 0 | 0 | 0 | 0 | 0 | 0 | 0 | 0 | 0 | 0 | 0 | 0 | 0 | 0 | 0
TAS1 | CCGT | 0 | 0 | 0 | 0 | 0 | 0 | 0 | 0 | 0 | 0 | 0 | 0 | 0 | 0 | 0 | 0 | 0 | 0 | 0 | 0 | 0 | 0 | 0 | 0 | 0 | 0 | 0
TAS1 | Gas - Steam | 0 | 0 | 0 | 0 | 0 | 0 | 0 | 0 | 0 | 0 | 0 | 0 | 0 | 0 | 0 | 0 | 0 | 0 | 0 | 0 | 0 | 0 | 0 | 0 | 0 | 0 | 0
TAS1 | OCGT / Diesel | 0 | 0.00099077 | 0.00093911 | 0.00089436 | 0.00087674 | 0.00087307 | 0.00088502 | 0.0010922 | 0.0010447 | 0.0011333 | 0.0010808 | 0.0010326 | 0.0018705 | 0.001772 | 0.0024996 | 0.0023728 | 0.0022605 | 0.0021402 | 0.0028766 | 0.002731 | 0.0026086 | 0.0047806 | 0.0045343 | 0.0043011 | 0.0040912 | 0.003871 | 0.0036727
TAS1 | Hydro | 0 | 0 | 0 | 0 | 0 | 0 | 0 | 0 | 0 | 0 | 0 | 0 | 0 | 0 | 0 | 0 | 0 | 0 | 0 | 0 | 0 | 0 | 0 | 0 | 0 | 0 | 0
TAS1 | Hydrogen Turbine | 0 | 0 | 0 | 0 | 0 | 0 | 0 | 0 | 0 | 0 | 0 | 0 | 0 | 0 | 0 | 0 | 0 | 0 | 0 | 0 | 0 | 0 | 0 | 0 | 0 | 0 | 0
TAS1 | Wind | 0 | 12770.9801 | 12105.1944 | 12501.2911 | 13030.7457 | 14057.6194 | 20688.7134 | 20178.6315 | 32642.4747 | 30860.3922 | 29251.557 | 27726.5944 | 26351.2025 | 24907.372 | 23608.8836 | 22378.0891 | 22556.5775 | 21914.9495 | 20772.464 | 19689.5394 | 18712.8297 | 17687.5196 | 16765.4214 | 15891.3949 | 15103.0942 | 14275.5681 | 13531.3443
TAS1 | Solar PV | 0 | 0.003429 | 0.0032563 | 0.0034071 | 0.0032602 | 0.0030972 | 0.0030496 | 0.0036448 | 0.0034814 | 0.0046839 | 0.0044573 | 0.0047323 | 0.0045026 | 0.0042766 | 0.0044804 | 0.0043661 | 0.018613 | 982.4092 | 931.1939 | 882.6483 | 838.8642 | 792.9024 | 751.5663 | 712.3851 | 677.0469 | 639.9513 | 606.589
TAS1 | Grid Battery | 0 | 0.0036458 | 0.0043235 | 0.0047942 | 0.0056476 | 0.0053569 | 0.0064576 | 0.012685 | 0.013963 | 0.01921 | 0.018289 | 0.01738 | 0.01662 | 0.015793 | 0.015355 | 0.014667 | 0.014024 | 0.013358 | 0.014456 | 0.013804 | 0.013812 | 0.019309 | 0.018385 | 0.017525 | 0.018411 | 0.017755 | 0.018724
TAS1 | Pumped Hydro | 0 | 0 | 0.0074682 | 0.0079511 | 0.0089828 | 0.0096721 | 0.014433 | 852.2608 | 809.9846 | 5313.0248 | 5036.0426 | 4773.5002 | 5832.0076 | 5512.4613 | 5629.4921 | 5336.0115 | 5071.316 | 4793.4493 | 4543.554 | 4306.6863 | 4093.051 | 3940.6976 | 3735.2584 | 3540.5294 | 3364.8997 | 3180.5307 | 3014.7211
TAS1 | VPP | 0 | 0 | 0 | 0 | 0 | 0 | 0 | 0 | 0 | 0 | 0 | 0 | 0 | 0 | 0 | 0 | 0 | 0 | 0 | 0 | 0 | 0 | 0 | 0 | 0 | 0 | 0
Total excluding storage |  | 0 | 12770.9882 | 12105.2104 | 12501.3081 | 13030.7645 | 14057.6384 | 20688.7382 | 21030.9097 | 33452.4777 | 36173.442 | 34287.6234 | 32500.1178 | 32183.2331 | 30419.8551 | 29238.398 | 27714.122 | 27627.9284 | 27690.8235 | 26247.2292 | 24878.8905 | 23644.7613 | 22421.1437 | 21252.2691 | 20144.3313 | 19145.0633 | 18096.0717 | 17152.6767

## Option 5_Fuel Cost
Fuel cost by technology ($000s) - Option 5, Step Change Scenario
Fuel | Real June 2021 dollars discounted to 1 July 2021
Explicitly modelled generation
Region | Technology | 2023-24 | 2024-25 | 2025-26 | 2026-27 | 2027-28 | 2028-29 | 2029-30 | 2030-31 | 2031-32 | 2032-33 | 2033-34 | 2034-35 | 2035-36 | 2036-37 | 2037-38 | 2038-39 | 2039-40 | 2040-41 | 2041-42 | 2042-43 | 2043-44 | 2044-45 | 2045-46 | 2046-47 | 2047-48 | 2048-49 | 2049-50
NEM | Black Coal | 1659236.36 | 1332599.188 | 1206134.8425 | 1037057.556 | 781930.676 | 676340.014 | 573341.06 | 395017.11 | 355351.875 | 301988.788 | 176081.469 | 165189.767 | 133991.719 | 119541.304 | 119156.706 | 106125.3955 | 18666.124 | 7048.6575 | 6577.9425 | 0 | 0 | 0 | 0 | 0 | 0 | 0 | 0
NEM | Brown Coal | 215808.793 | 179130.744 | 156921.312 | 114319.296 | 109824.673 | 86290.649 | 52166.859 | 32824.123 | 24477.829 | 0 | 0 | 0 | 0 | 0 | 0 | 0 | 0 | 0 | 0 | 0 | 0 | 0 | 0 | 0 | 0 | 0 | 0
NEM | CCGT | 148453.8349 | 113267.2233 | 192877.7982 | 222869.0879 | 215611.841 | 229229.1575 | 250670.0225 | 291896.2815 | 235745.1692 | 222820.6918 | 290785.516 | 309301.78 | 214492.367 | 183094.254 | 133980.8855 | 137113.928 | 124097.0652 | 102172.8242 | 84761.1021 | 90281.6248 | 64456.5095 | 52315.9094 | 26939.6727 | 20093.51 | 18873.482 | 17704.268 | 16997.93
NEM | Gas - Steam | 11397.0441 | 10611.6918 | 32187.2615 | 14458.687 | 9153.712 | 16798.804 | 12440.089 | 70606.656 | 9402.723 | 22096.544 | 23348.384 | 35847.836 | 18623.204 | 22247.804 | 28855.006 | 21622.26 | 0 | 0 | 0 | 0 | 0 | 0 | 0 | 0 | 0 | 0 | 0
NEM | OCGT / Diesel | 17484.9565 | 13728.2314 | 30395.3385 | 36973.9282 | 25474.7714 | 29166.6622 | 21490.9927 | 109457.006 | 42672.7194 | 70171.8241 | 135384.3581 | 237450.205 | 129552.7961 | 155865.1871 | 176656.9646 | 120427.3383 | 334527.045 | 287575.4134 | 140794.538 | 174297.7342 | 324203.3535 | 197084.8269 | 236421.5102 | 313771.2908 | 197952.994 | 266171.0441 | 230611.1967
NEM | Hydro | 0 | 0 | 0 | 0 | 0 | 0 | 0 | 0 | 0 | 0 | 0 | 0 | 0 | 0 | 0 | 0 | 0 | 0 | 0 | 0 | 0 | 0 | 0 | 0 | 0 | 0 | 0
NEM | Hydrogen Turbine | 0 | 0 | 0 | 0 | 0 | 0 | 0 | 0 | 0 | 0 | 0 | 0 | 0 | 0 | 0 | 0 | 0 | 0 | 0 | 0 | 0 | 0 | 0 | 0 | 0 | 0 | 0
NEM | Wind | 0 | 0 | 0 | 0 | 0 | 0 | 0 | 0 | 0 | 0 | 0 | 0 | 0 | 0 | 0 | 0 | 0 | 0 | 0 | 0 | 0 | 0 | 0 | 0 | 0 | 0 | 0
NEM | Solar PV | 0 | 0 | 0 | 0 | 0 | 0 | 0 | 0 | 0 | 0 | 0 | 0 | 0 | 0 | 0 | 0 | 0 | 0 | 0 | 0 | 0 | 0 | 0 | 0 | 0 | 0 | 0
NEM | Grid Battery | 0 | 0 | 0 | 0 | 0 | 0 | 0 | 0 | 0 | 0 | 0 | 0 | 0 | 0 | 0 | 0 | 0 | 0 | 0 | 0 | 0 | 0 | 0 | 0 | 0 | 0 | 0
NEM | Pumped Hydro | 0 | 0 | 0 | 0 | 0 | 0 | 0 | 0 | 0 | 0 | 0 | 0 | 0 | 0 | 0 | 0 | 0 | 0 | 0 | 0 | 0 | 0 | 0 | 0 | 0 | 0 | 0
NEM | VPP | 0 | 0 | 0 | 0 | 0 | 0 | 0 | 0 | 0 | 0 | 0 | 0 | 0 | 0 | 0 | 0 | 0 | 0 | 0 | 0 | 0 | 0 | 0 | 0 | 0 | 0 | 0
Total excluding storage |  | 2052380.9885 | 1649337.0785 | 1618516.5527 | 1425678.5551 | 1141995.6734 | 1037825.2867 | 910109.0232 | 899801.1765 | 667650.3156 | 617077.8479 | 625599.7271 | 747789.588 | 496660.0861 | 480748.5491 | 458649.5621 | 385288.9218 | 477290.2342 | 396796.8951 | 232133.5826 | 264579.359 | 388659.863 | 249400.7363 | 263361.1829 | 333864.8008 | 216826.476 | 283875.3121 | 247609.1267
Region | Technology | 2023-24 | 2024-25 | 2025-26 | 2026-27 | 2027-28 | 2028-29 | 2029-30 | 2030-31 | 2031-32 | 2032-33 | 2033-34 | 2034-35 | 2035-36 | 2036-37 | 2037-38 | 2038-39 | 2039-40 | 2040-41 | 2041-42 | 2042-43 | 2043-44 | 2044-45 | 2045-46 | 2046-47 | 2047-48
NSW1 | Black Coal | 910269.644 | 690433.846 | 556366.7665 | 484555.836 | 338749.204 | 331895.788 | 263809.768 | 215574.792 | 195502.5 | 188548.628 | 101048.092 | 96270.3 | 77788.872 | 63482.102 | 65462.864 | 59560.224 | 0 | 0 | 0 | 0 | 0 | 0 | 0 | 0 | 0 | 0 | 0
NSW1 | Brown Coal | 0 | 0 | 0 | 0 | 0 | 0 | 0 | 0 | 0 | 0 | 0 | 0 | 0 | 0 | 0 | 0 | 0 | 0 | 0 | 0 | 0 | 0 | 0 | 0 | 0 | 0 | 0
NSW1 | CCGT | 875.6027 | 386.2814 | 18010.384 | 38328.284 | 41657.772 | 33296.89 | 52583.332 | 52706.788 | 43973.04 | 39078.128 | 58413.772 | 64789.596 | 39139.588 | 36926.616 | 37761.552 | 41533.812 | 41107.116 | 31191.258 | 26695.254 | 27789.898 | 0 | 0 | 0 | 0 | 0 | 0 | 0
NSW1 | Gas - Steam | 0 | 0 | 0 | 0 | 0 | 0 | 0 | 0 | 0 | 0 | 0 | 0 | 0 | 0 | 0 | 0 | 0 | 0 | 0 | 0 | 0 | 0 | 0 | 0 | 0 | 0 | 0
NSW1 | OCGT / Diesel | 927.3958 | 551.8934 | 3602.4926 | 3165.5455 | 2537.6671 | 520.4837 | 3.1541 | 11934.9473 | 1923.2725 | 8161.5758 | 18552.6463 | 62029.3951 | 22531.3087 | 39088.0808 | 35198.7158 | 23791.5846 | 116058.8756 | 121281.9286 | 52101.5115 | 59943.4055 | 117029.1861 | 61950.6721 | 83522.0256 | 82377.3911 | 73983.0675 | 62846.9536 | 70039.6923
NSW1 | Hydro | 0 | 0 | 0 | 0 | 0 | 0 | 0 | 0 | 0 | 0 | 0 | 0 | 0 | 0 | 0 | 0 | 0 | 0 | 0 | 0 | 0 | 0 | 0 | 0 | 0 | 0 | 0
NSW1 | Hydrogen Turbine | 0 | 0 | 0 | 0 | 0 | 0 | 0 | 0 | 0 | 0 | 0 | 0 | 0 | 0 | 0 | 0 | 0 | 0 | 0 | 0 | 0 | 0 | 0 | 0 | 0 | 0 | 0
NSW1 | Wind | 0 | 0 | 0 | 0 | 0 | 0 | 0 | 0 | 0 | 0 | 0 | 0 | 0 | 0 | 0 | 0 | 0 | 0 | 0 | 0 | 0 | 0 | 0 | 0 | 0 | 0 | 0
NSW1 | Solar PV | 0 | 0 | 0 | 0 | 0 | 0 | 0 | 0 | 0 | 0 | 0 | 0 | 0 | 0 | 0 | 0 | 0 | 0 | 0 | 0 | 0 | 0 | 0 | 0 | 0 | 0 | 0
NSW1 | Grid Battery | 0 | 0 | 0 | 0 | 0 | 0 | 0 | 0 | 0 | 0 | 0 | 0 | 0 | 0 | 0 | 0 | 0 | 0 | 0 | 0 | 0 | 0 | 0 | 0 | 0 | 0 | 0
NSW1 | Pumped Hydro | 0 | 0 | 0 | 0 | 0 | 0 | 0 | 0 | 0 | 0 | 0 | 0 | 0 | 0 | 0 | 0 | 0 | 0 | 0 | 0 | 0 | 0 | 0 | 0 | 0 | 0 | 0
NSW1 | VPP | 0 | 0 | 0 | 0 | 0 | 0 | 0 | 0 | 0 | 0 | 0 | 0 | 0 | 0 | 0 | 0 | 0 | 0 | 0 | 0 | 0 | 0 | 0 | 0 | 0 | 0 | 0
Total excluding storage |  | 912072.6425 | 691372.0208 | 577979.6431 | 526049.6655 | 382944.6431 | 365713.1617 | 316396.2541 | 280216.5273 | 241398.8125 | 235788.3318 | 178014.5103 | 223089.2911 | 139459.7687 | 139496.7988 | 138423.1318 | 124885.6206 | 157165.9916 | 152473.1866 | 78796.7655 | 87733.3035 | 117029.1861 | 61950.6721 | 83522.0256 | 82377.3911 | 73983.0675 | 62846.9536 | 70039.6923
Region | Technology | 2023-24 | 2024-25 | 2025-26 | 2026-27 | 2027-28 | 2028-29 | 2029-30 | 2030-31 | 2031-32 | 2032-33 | 2033-34 | 2034-35 | 2035-36 | 2036-37 | 2037-38 | 2038-39 | 2039-40 | 2040-41 | 2041-42 | 2042-43 | 2043-44 | 2044-45 | 2045-46 | 2046-47 | 2047-48
QLD1 | Black Coal | 748966.716 | 642165.342 | 649768.076 | 552501.72 | 443181.472 | 344444.226 | 309531.292 | 179442.318 | 159849.375 | 113440.16 | 75033.377 | 68919.467 | 56202.847 | 56059.202 | 53693.842 | 46565.1715 | 18666.124 | 7048.6575 | 6577.9425 | 0 | 0 | 0 | 0 | 0 | 0 | 0 | 0
QLD1 | Brown Coal | 0 | 0 | 0 | 0 | 0 | 0 | 0 | 0 | 0 | 0 | 0 | 0 | 0 | 0 | 0 | 0 | 0 | 0 | 0 | 0 | 0 | 0 | 0 | 0 | 0 | 0 | 0
QLD1 | CCGT | 70557.2807 | 61561.1659 | 98149.1582 | 134846.0279 | 132360.097 | 140715.5355 | 147685.5425 | 168108.8615 | 153564.1452 | 139982.1718 | 179193.532 | 180747.656 | 140607.863 | 108092.102 | 96219.3335 | 95580.116 | 82989.9492 | 70981.5662 | 58065.8481 | 62491.7268 | 64456.5095 | 52315.9094 | 26939.6727 | 20093.51 | 18873.482 | 17704.268 | 16997.93
QLD1 | Gas - Steam | 0 | 0 | 0 | 0 | 0 | 0 | 0 | 0 | 0 | 0 | 0 | 0 | 0 | 0 | 0 | 0 | 0 | 0 | 0 | 0 | 0 | 0 | 0 | 0 | 0 | 0 | 0
QLD1 | OCGT / Diesel | 215.0486 | 0.028494 | 216.7532 | 1422.709 | 1902.4506 | 1719.4288 | 768.4312 | 32580.1843 | 23768.8773 | 22072.4203 | 69708.8259 | 73414.5142 | 51246.6065 | 66688.4868 | 48503.8943 | 35887.3786 | 82022.3243 | 72779.8227 | 31082.9857 | 54818.0361 | 63783.208 | 41124.7855 | 57838.3944 | 96002.9012 | 42803.7064 | 89333.0896 | 74074.16
QLD1 | Hydro | 0 | 0 | 0 | 0 | 0 | 0 | 0 | 0 | 0 | 0 | 0 | 0 | 0 | 0 | 0 | 0 | 0 | 0 | 0 | 0 | 0 | 0 | 0 | 0 | 0 | 0 | 0
QLD1 | Hydrogen Turbine | 0 | 0 | 0 | 0 | 0 | 0 | 0 | 0 | 0 | 0 | 0 | 0 | 0 | 0 | 0 | 0 | 0 | 0 | 0 | 0 | 0 | 0 | 0 | 0 | 0 | 0 | 0
QLD1 | Wind | 0 | 0 | 0 | 0 | 0 | 0 | 0 | 0 | 0 | 0 | 0 | 0 | 0 | 0 | 0 | 0 | 0 | 0 | 0 | 0 | 0 | 0 | 0 | 0 | 0 | 0 | 0
QLD1 | Solar PV | 0 | 0 | 0 | 0 | 0 | 0 | 0 | 0 | 0 | 0 | 0 | 0 | 0 | 0 | 0 | 0 | 0 | 0 | 0 | 0 | 0 | 0 | 0 | 0 | 0 | 0 | 0
QLD1 | Grid Battery | 0 | 0 | 0 | 0 | 0 | 0 | 0 | 0 | 0 | 0 | 0 | 0 | 0 | 0 | 0 | 0 | 0 | 0 | 0 | 0 | 0 | 0 | 0 | 0 | 0 | 0 | 0
QLD1 | Pumped Hydro | 0 | 0 | 0 | 0 | 0 | 0 | 0 | 0 | 0 | 0 | 0 | 0 | 0 | 0 | 0 | 0 | 0 | 0 | 0 | 0 | 0 | 0 | 0 | 0 | 0 | 0 | 0
QLD1 | VPP | 0 | 0 | 0 | 0 | 0 | 0 | 0 | 0 | 0 | 0 | 0 | 0 | 0 | 0 | 0 | 0 | 0 | 0 | 0 | 0 | 0 | 0 | 0 | 0 | 0 | 0 | 0
Total excluding storage |  | 819739.0453 | 703726.5364 | 748133.9874 | 688770.4569 | 577444.0196 | 486879.1903 | 457985.2657 | 380131.3638 | 337182.3975 | 275494.7521 | 323935.7349 | 323081.6372 | 248057.3165 | 230839.7908 | 198417.0698 | 178032.6661 | 183678.3975 | 150810.0464 | 95726.7763 | 117309.7629 | 128239.7175 | 93440.6949 | 84778.0671 | 116096.4112 | 61677.1884 | 107037.3576 | 91072.09
Region | Technology | 2023-24 | 2024-25 | 2025-26 | 2026-27 | 2027-28 | 2028-29 | 2029-30 | 2030-31 | 2031-32 | 2032-33 | 2033-34 | 2034-35 | 2035-36 | 2036-37 | 2037-38 | 2038-39 | 2039-40 | 2040-41 | 2041-42 | 2042-43 | 2043-44 | 2044-45 | 2045-46 | 2046-47 | 2047-48
VIC1 | Black Coal | 0 | 0 | 0 | 0 | 0 | 0 | 0 | 0 | 0 | 0 | 0 | 0 | 0 | 0 | 0 | 0 | 0 | 0 | 0 | 0 | 0 | 0 | 0 | 0 | 0 | 0 | 0
VIC1 | Brown Coal | 215808.793 | 179130.744 | 156921.312 | 114319.296 | 109824.673 | 86290.649 | 52166.859 | 32824.123 | 24477.829 | 0 | 0 | 0 | 0 | 0 | 0 | 0 | 0 | 0 | 0 | 0 | 0 | 0 | 0 | 0 | 0 | 0 | 0
VIC1 | CCGT | 0 | 0 | 0 | 0 | 0 | 0 | 0 | 0 | 0 | 0 | 0 | 0 | 0 | 0 | 0 | 0 | 0 | 0 | 0 | 0 | 0 | 0 | 0 | 0 | 0 | 0 | 0
VIC1 | Gas - Steam | 1711.8711 | 1787.7828 | 6588.0695 | 14458.687 | 9153.712 | 16798.804 | 12440.089 | 70606.656 | 9402.723 | 22096.544 | 23348.384 | 35847.836 | 18623.204 | 22247.804 | 28855.006 | 21622.26 | 0 | 0 | 0 | 0 | 0 | 0 | 0 | 0 | 0 | 0 | 0
VIC1 | OCGT / Diesel | 2798.499 | 1782.8908 | 4118.723 | 14553.8367 | 7950.015 | 10884.709 | 6406.3855 | 31991.6597 | 3764.5069 | 21002.7689 | 20584.0248 | 56434.3042 | 35241.4622 | 29760.0403 | 62897.2128 | 35037.5436 | 94419.9149 | 64783.9842 | 41429.3584 | 41213.1722 | 105445.4295 | 78355.5202 | 81727.4345 | 123068.6233 | 73279.3664 | 103804.303 | 78096.1396
VIC1 | Hydro | 0 | 0 | 0 | 0 | 0 | 0 | 0 | 0 | 0 | 0 | 0 | 0 | 0 | 0 | 0 | 0 | 0 | 0 | 0 | 0 | 0 | 0 | 0 | 0 | 0 | 0 | 0
VIC1 | Hydrogen Turbine | 0 | 0 | 0 | 0 | 0 | 0 | 0 | 0 | 0 | 0 | 0 | 0 | 0 | 0 | 0 | 0 | 0 | 0 | 0 | 0 | 0 | 0 | 0 | 0 | 0 | 0 | 0
VIC1 | Wind | 0 | 0 | 0 | 0 | 0 | 0 | 0 | 0 | 0 | 0 | 0 | 0 | 0 | 0 | 0 | 0 | 0 | 0 | 0 | 0 | 0 | 0 | 0 | 0 | 0 | 0 | 0
VIC1 | Solar PV | 0 | 0 | 0 | 0 | 0 | 0 | 0 | 0 | 0 | 0 | 0 | 0 | 0 | 0 | 0 | 0 | 0 | 0 | 0 | 0 | 0 | 0 | 0 | 0 | 0 | 0 | 0
VIC1 | Grid Battery | 0 | 0 | 0 | 0 | 0 | 0 | 0 | 0 | 0 | 0 | 0 | 0 | 0 | 0 | 0 | 0 | 0 | 0 | 0 | 0 | 0 | 0 | 0 | 0 | 0 | 0 | 0
VIC1 | Pumped Hydro | 0 | 0 | 0 | 0 | 0 | 0 | 0 | 0 | 0 | 0 | 0 | 0 | 0 | 0 | 0 | 0 | 0 | 0 | 0 | 0 | 0 | 0 | 0 | 0 | 0 | 0 | 0
VIC1 | VPP | 0 | 0 | 0 | 0 | 0 | 0 | 0 | 0 | 0 | 0 | 0 | 0 | 0 | 0 | 0 | 0 | 0 | 0 | 0 | 0 | 0 | 0 | 0 | 0 | 0 | 0 | 0
Total excluding storage |  | 220319.1631 | 182701.4176 | 167628.1045 | 143331.8197 | 126928.4 | 113974.162 | 71013.3335 | 135422.4387 | 37645.0589 | 43099.3129 | 43932.4088 | 92282.1402 | 53864.6662 | 52007.8443 | 91752.2188 | 56659.8036 | 94419.9149 | 64783.9842 | 41429.3584 | 41213.1722 | 105445.4295 | 78355.5202 | 81727.4345 | 123068.6233 | 73279.3664 | 103804.303 | 78096.1396
Region | Technology | 2023-24 | 2024-25 | 2025-26 | 2026-27 | 2027-28 | 2028-29 | 2029-30 | 2030-31 | 2031-32 | 2032-33 | 2033-34 | 2034-35 | 2035-36 | 2036-37 | 2037-38 | 2038-39 | 2039-40 | 2040-41 | 2041-42 | 2042-43 | 2043-44 | 2044-45 | 2045-46 | 2046-47 | 2047-48
SA1 | Black Coal | 0 | 0 | 0 | 0 | 0 | 0 | 0 | 0 | 0 | 0 | 0 | 0 | 0 | 0 | 0 | 0 | 0 | 0 | 0 | 0 | 0 | 0 | 0 | 0 | 0 | 0 | 0
SA1 | Brown Coal | 0 | 0 | 0 | 0 | 0 | 0 | 0 | 0 | 0 | 0 | 0 | 0 | 0 | 0 | 0 | 0 | 0 | 0 | 0 | 0 | 0 | 0 | 0 | 0 | 0 | 0 | 0
SA1 | CCGT | 77020.9515 | 51319.776 | 76718.256 | 49694.776 | 41593.972 | 55216.732 | 50401.148 | 71080.632 | 38207.984 | 43760.392 | 53178.212 | 63764.528 | 34744.916 | 38075.536 | 0 | 0 | 0 | 0 | 0 | 0 | 0 | 0 | 0 | 0 | 0 | 0 | 0
SA1 | Gas - Steam | 9685.173 | 8823.909 | 25599.192 | 0 | 0 | 0 | 0 | 0 | 0 | 0 | 0 | 0 | 0 | 0 | 0 | 0 | 0 | 0 | 0 | 0 | 0 | 0 | 0 | 0 | 0 | 0 | 0
SA1 | OCGT / Diesel | 13544.0044 | 11393.4021 | 22457.3529 | 17812.4614 | 13084.622 | 16042.0238 | 14168.7982 | 32545.2475 | 13040.129 | 18135.735 | 26147.6315 | 43824.205 | 19587.3663 | 19660.6566 | 29249.8293 | 24999.167 | 39780.5791 | 28313.7094 | 15821.4877 | 17962.2523 | 37529.32 | 15430.6859 | 13212.4128 | 12174.695 | 7717.8319 | 9874.4104 | 8165.4188
SA1 | Hydro | 0 | 0 | 0 | 0 | 0 | 0 | 0 | 0 | 0 | 0 | 0 | 0 | 0 | 0 | 0 | 0 | 0 | 0 | 0 | 0 | 0 | 0 | 0 | 0 | 0 | 0 | 0
SA1 | Hydrogen Turbine | 0 | 0 | 0 | 0 | 0 | 0 | 0 | 0 | 0 | 0 | 0 | 0 | 0 | 0 | 0 | 0 | 0 | 0 | 0 | 0 | 0 | 0 | 0 | 0 | 0 | 0 | 0
SA1 | Wind | 0 | 0 | 0 | 0 | 0 | 0 | 0 | 0 | 0 | 0 | 0 | 0 | 0 | 0 | 0 | 0 | 0 | 0 | 0 | 0 | 0 | 0 | 0 | 0 | 0 | 0 | 0
SA1 | Solar PV | 0 | 0 | 0 | 0 | 0 | 0 | 0 | 0 | 0 | 0 | 0 | 0 | 0 | 0 | 0 | 0 | 0 | 0 | 0 | 0 | 0 | 0 | 0 | 0 | 0 | 0 | 0
SA1 | Grid Battery | 0 | 0 | 0 | 0 | 0 | 0 | 0 | 0 | 0 | 0 | 0 | 0 | 0 | 0 | 0 | 0 | 0 | 0 | 0 | 0 | 0 | 0 | 0 | 0 | 0 | 0 | 0
SA1 | Pumped Hydro | 0 | 0 | 0 | 0 | 0 | 0 | 0 | 0 | 0 | 0 | 0 | 0 | 0 | 0 | 0 | 0 | 0 | 0 | 0 | 0 | 0 | 0 | 0 | 0 | 0 | 0 | 0
SA1 | VPP | 0 | 0 | 0 | 0 | 0 | 0 | 0 | 0 | 0 | 0 | 0 | 0 | 0 | 0 | 0 | 0 | 0 | 0 | 0 | 0 | 0 | 0 | 0 | 0 | 0 | 0 | 0
Total excluding storage |  | 100250.1289 | 71537.0871 | 124774.8009 | 67507.2374 | 54678.594 | 71258.7558 | 64569.9462 | 103625.8795 | 51248.113 | 61896.127 | 79325.8435 | 107588.733 | 54332.2823 | 57736.1926 | 29249.8293 | 24999.167 | 39780.5791 | 28313.7094 | 15821.4877 | 17962.2523 | 37529.32 | 15430.6859 | 13212.4128 | 12174.695 | 7717.8319 | 9874.4104 | 8165.4188
Region | Technology | 2023-24 | 2024-25 | 2025-26 | 2026-27 | 2027-28 | 2028-29 | 2029-30 | 2030-31 | 2031-32 | 2032-33 | 2033-34 | 2034-35 | 2035-36 | 2036-37 | 2037-38 | 2038-39 | 2039-40 | 2040-41 | 2041-42 | 2042-43 | 2043-44 | 2044-45 | 2045-46 | 2046-47 | 2047-48
TAS1 | Black Coal | 0 | 0 | 0 | 0 | 0 | 0 | 0 | 0 | 0 | 0 | 0 | 0 | 0 | 0 | 0 | 0 | 0 | 0 | 0 | 0 | 0 | 0 | 0 | 0 | 0 | 0 | 0
TAS1 | Brown Coal | 0 | 0 | 0 | 0 | 0 | 0 | 0 | 0 | 0 | 0 | 0 | 0 | 0 | 0 | 0 | 0 | 0 | 0 | 0 | 0 | 0 | 0 | 0 | 0 | 0 | 0 | 0
TAS1 | CCGT | 0 | 0 | 0 | 0 | 0 | 0 | 0 | 0 | 0 | 0 | 0 | 0 | 0 | 0 | 0 | 0 | 0 | 0 | 0 | 0 | 0 | 0 | 0 | 0 | 0 | 0 | 0
TAS1 | Gas - Steam | 0 | 0 | 0 | 0 | 0 | 0 | 0 | 0 | 0 | 0 | 0 | 0 | 0 | 0 | 0 | 0 | 0 | 0 | 0 | 0 | 0 | 0 | 0 | 0 | 0 | 0 | 0
TAS1 | OCGT / Diesel | 0.0087018 | 0.01663 | 0.016791 | 19.3758 | 0.016701 | 0.016906 | 144.2237 | 404.9672 | 175.9338 | 799.3241 | 391.2295 | 1747.7865 | 946.0522 | 667.9226 | 807.3123 | 711.6645 | 2245.3511 | 415.9684 | 359.1947 | 360.8682 | 416.2099 | 223.1632 | 121.243 | 147.6802 | 169.0217 | 312.2875 | 235.7859
TAS1 | Hydro | 0 | 0 | 0 | 0 | 0 | 0 | 0 | 0 | 0 | 0 | 0 | 0 | 0 | 0 | 0 | 0 | 0 | 0 | 0 | 0 | 0 | 0 | 0 | 0 | 0 | 0 | 0
TAS1 | Hydrogen Turbine | 0 | 0 | 0 | 0 | 0 | 0 | 0 | 0 | 0 | 0 | 0 | 0 | 0 | 0 | 0 | 0 | 0 | 0 | 0 | 0 | 0 | 0 | 0 | 0 | 0 | 0 | 0
TAS1 | Wind | 0 | 0 | 0 | 0 | 0 | 0 | 0 | 0 | 0 | 0 | 0 | 0 | 0 | 0 | 0 | 0 | 0 | 0 | 0 | 0 | 0 | 0 | 0 | 0 | 0 | 0 | 0
TAS1 | Solar PV | 0 | 0 | 0 | 0 | 0 | 0 | 0 | 0 | 0 | 0 | 0 | 0 | 0 | 0 | 0 | 0 | 0 | 0 | 0 | 0 | 0 | 0 | 0 | 0 | 0 | 0 | 0
TAS1 | Grid Battery | 0 | 0 | 0 | 0 | 0 | 0 | 0 | 0 | 0 | 0 | 0 | 0 | 0 | 0 | 0 | 0 | 0 | 0 | 0 | 0 | 0 | 0 | 0 | 0 | 0 | 0 | 0
TAS1 | Pumped Hydro | 0 | 0 | 0 | 0 | 0 | 0 | 0 | 0 | 0 | 0 | 0 | 0 | 0 | 0 | 0 | 0 | 0 | 0 | 0 | 0 | 0 | 0 | 0 | 0 | 0 | 0 | 0
TAS1 | VPP | 0 | 0 | 0 | 0 | 0 | 0 | 0 | 0 | 0 | 0 | 0 | 0 | 0 | 0 | 0 | 0 | 0 | 0 | 0 | 0 | 0 | 0 | 0 | 0 | 0 | 0 | 0
Total excluding storage |  | 0.0087018 | 0.01663 | 0.016791 | 19.3758 | 0.016701 | 0.016906 | 144.2237 | 404.9672 | 175.9338 | 799.3241 | 391.2295 | 1747.7865 | 946.0522 | 667.9226 | 807.3123 | 711.6645 | 2245.3511 | 415.9684 | 359.1947 | 360.8682 | 416.2099 | 223.1632 | 121.243 | 147.6802 | 169.0217 | 312.2875 | 235.7859

## Option 5_Build Cost
New generation build cost (CAPEX) by technology ($000s) - Option 5, Step Change Scenario
CAPEX | Real June 2021 dollars discounted to 1 July 2021. The total capital costs are annualised for modelling purposes.
Explicitly modelled generation
Region | Technology | 2023-24 | 2024-25 | 2025-26 | 2026-27 | 2027-28 | 2028-29 | 2029-30 | 2030-31 | 2031-32 | 2032-33 | 2033-34 | 2034-35 | 2035-36 | 2036-37 | 2037-38 | 2038-39 | 2039-40 | 2040-41 | 2041-42 | 2042-43 | 2043-44 | 2044-45 | 2045-46 | 2046-47 | 2047-48 | 2048-49 | 2049-50
NEM | Black Coal | 0 | 0 | 0 | 0 | 0 | 0 | 0 | 0 | 0 | 0 | 0 | 0 | 0 | 0 | 0 | 0 | 0 | 0 | 0 | 0 | 0 | 0 | 0 | 0 | 0 | 0 | 0
NEM | Brown Coal | 0 | 0 | 0 | 0 | 0 | 0 | 0 | 0 | 0 | 0 | 0 | 0 | 0 | 0 | 0 | 0 | 0 | 0 | 0 | 0 | 0 | 0 | 0 | 0 | 0 | 0 | 0
NEM | CCGT | 0 | 0 | 0 | 0 | 0 | 0 | 0 | 0 | 0 | 0 | 0 | 0 | 0 | 0 | 0 | 0 | 0 | 0 | 0 | 0 | 0 | 0 | 0 | 0 | 0 | 0 | 0
NEM | Gas - Steam | 0 | 0 | 0 | 0 | 0 | 0 | 0 | 0 | 0 | 0 | 0 | 0 | 0 | 0 | 0 | 0 | 0 | 0 | 0 | 0 | 0 | 0 | 0 | 0 | 0 | 0 | 0
NEM | OCGT / Diesel | 0 | 0.080574 | 0.076373 | 0.074805 | 0.071428 | 10729.683 | 10170.3163 | 9640.1142 | 9161.9116 | 8659.9163 | 8208.4518 | 7780.5247 | 34456.1422 | 32568.2274 | 91556.0625 | 86782.9977 | 82478.0835 | 77958.9585 | 73939.3526 | 70084.6945 | 99712.7485 | 137400.5885 | 130237.5247 | 156201.6861 | 148453.2215 | 185267.8952 | 175609.3584
NEM | Hydro | 0 | 0 | 0 | 0 | 0 | 0 | 0 | 0 | 0 | 0 | 0 | 0 | 0 | 0 | 0 | 0 | 0 | 0 | 0 | 0 | 0 | 0 | 0 | 0 | 0 | 0 | 0
NEM | Hydrogen Turbine | 0 | 0 | 0 | 0 | 0 | 0 | 0 | 0 | 0 | 0 | 0 | 0 | 0 | 0 | 0 | 0 | 0 | 0 | 0 | 0 | 0 | 0 | 0 | 0 | 0 | 0 | 0
NEM | Wind | 0 | 753658.1298 | 720845.829 | 945004.9425 | 1422588.0889 | 1975619.219 | 2094037.5296 | 2291366.2492 | 2354948.2105 | 2531809.5853 | 2696410.5326 | 2690834.045 | 2768880.934 | 2792467.9723 | 2992612.529 | 2970533.3826 | 2959369.8951 | 2961773.7981 | 2839447.4424 | 2810914.7955 | 2787567.32 | 2662570.7468 | 2548708.9582 | 2725860.4958 | 2697599.6717 | 2697903.3371 | 2403518.3139
NEM | Solar PV | 0 | 0.27641 | 56453.4536 | 53510.4351 | 50856.2583 | 75251.6542 | 123592.3748 | 212421.0353 | 213605.1516 | 317527.5347 | 373370.115 | 392270.5275 | 372811.7471 | 353017.0771 | 444111.3066 | 443430.5289 | 615644.4942 | 678547.1185 | 761666.3833 | 888784.5305 | 925271.259 | 891338.5077 | 854982.4609 | 893921.8478 | 857611.6708 | 866202.9502 | 903587.743
NEM | Grid Battery | 0 | 0.32951 | 50506.8491 | 47874.0188 | 104205.4411 | 203144.8006 | 198083.0772 | 207431.2154 | 198926.4871 | 317539.18 | 308331.1964 | 292257.0594 | 294364.7959 | 278236.0125 | 263730.8288 | 249981.8315 | 322329.4962 | 310719.7398 | 430277.4933 | 493868.1386 | 492795.3618 | 496270.4081 | 453101.1543 | 429479.7192 | 388069.5901 | 371053.3311 | 349815.8525
NEM | Pumped Hydro | 0 | 0 | 69662.0411 | 66030.4876 | 65864.3231 | 78040.0496 | 73971.6556 | 76120.6995 | 72344.6985 | 100423.9234 | 95188.5601 | 118108.4285 | 121377.3273 | 114726.8446 | 252489.7219 | 239326.7525 | 272575.128 | 257640.2552 | 244208.7948 | 231477.5367 | 219995.0919 | 208583.4678 | 197709.4497 | 227596.0637 | 216306.0455 | 204454.2449 | 193795.4948
NEM | VPP | 0 | 0 | 0 | 0 | 0 | 0 | 0 | 0 | 0 | 0 | 0 | 0 | 0 | 0 | 0 | 0 | 0 | 0 | 0 | 0 | 0 | 0 | 0 | 0 | 0 | 0 | 0
Total excluding storage |  | 0 | 753658.8163 | 897468.2492 | 1112419.9588 | 1643514.1828 | 2342785.4064 | 2499854.9534 | 2796979.3136 | 2848986.4593 | 3275960.1397 | 3481508.8559 | 3501250.5851 | 3591890.9465 | 3571016.1338 | 4044500.4489 | 3990055.4932 | 4252397.097 | 4286639.8701 | 4349539.4664 | 4495129.6958 | 4525341.7811 | 4396163.7188 | 4184739.5478 | 4433059.8125 | 4308040.1996 | 4324881.7585 | 4026326.7626
Region | Technology | 2023-24 | 2024-25 | 2025-26 | 2026-27 | 2027-28 | 2028-29 | 2029-30 | 2030-31 | 2031-32 | 2032-33 | 2033-34 | 2034-35 | 2035-36 | 2036-37 | 2037-38 | 2038-39 | 2039-40 | 2040-41 | 2041-42 | 2042-43 | 2043-44 | 2044-45 | 2045-46 | 2046-47 | 2047-48 | 2048-49 | 2049-50
NSW1 | Black Coal | 0 | 0 | 0 | 0 | 0 | 0 | 0 | 0 | 0 | 0 | 0 | 0 | 0 | 0 | 0 | 0 | 0 | 0 | 0 | 0 | 0 | 0 | 0 | 0 | 0 | 0 | 0
NSW1 | Brown Coal | 0 | 0 | 0 | 0 | 0 | 0 | 0 | 0 | 0 | 0 | 0 | 0 | 0 | 0 | 0 | 0 | 0 | 0 | 0 | 0 | 0 | 0 | 0 | 0 | 0 | 0 | 0
NSW1 | CCGT | 0 | 0 | 0 | 0 | 0 | 0 | 0 | 0 | 0 | 0 | 0 | 0 | 0 | 0 | 0 | 0 | 0 | 0 | 0 | 0 | 0 | 0 | 0 | 0 | 0 | 0 | 0
NSW1 | Gas - Steam | 0 | 0 | 0 | 0 | 0 | 0 | 0 | 0 | 0 | 0 | 0 | 0 | 0 | 0 | 0 | 0 | 0 | 0 | 0 | 0 | 0 | 0 | 0 | 0 | 0 | 0 | 0
NSW1 | OCGT / Diesel | 0 | 0.035779 | 0.033914 | 0.032146 | 0.030551 | 0.028904 | 0.027429 | 0.026029 | 0.024757 | 0.023432 | 0.022282 | 0.021184 | 0.020161 | 0.019108 | 32956.8781 | 31238.747 | 29689.1331 | 28062.4112 | 26599.4419 | 25212.7412 | 23962.0616 | 28212.8119 | 26742.0018 | 28757.6502 | 27331.1123 | 27594.1357 | 26155.5695
NSW1 | Hydro | 0 | 0 | 0 | 0 | 0 | 0 | 0 | 0 | 0 | 0 | 0 | 0 | 0 | 0 | 0 | 0 | 0 | 0 | 0 | 0 | 0 | 0 | 0 | 0 | 0 | 0 | 0
NSW1 | Hydrogen Turbine | 0 | 0 | 0 | 0 | 0 | 0 | 0 | 0 | 0 | 0 | 0 | 0 | 0 | 0 | 0 | 0 | 0 | 0 | 0 | 0 | 0 | 0 | 0 | 0 | 0 | 0 | 0
NSW1 | Wind | 0 | 334492.5976 | 323532.5274 | 414821.0628 | 756256.4481 | 794794.225 | 772299.6557 | 738477.0419 | 701844.5109 | 764985.7209 | 778509.597 | 749839.7123 | 811260.859 | 783651.5582 | 798940.9157 | 757289.9705 | 719899.5544 | 698411.964 | 673599.4889 | 699030.6892 | 731498.1052 | 691418.0139 | 659686.0277 | 685907.5742 | 684581.9527 | 680305.0406 | 557200.8378
NSW1 | Solar PV | 0 | 0.10688 | 56453.2516 | 53510.1961 | 50856.0296 | 72053.2605 | 119267.5699 | 175956.3903 | 167227.9838 | 181402.9122 | 213049.2008 | 201942.3882 | 191924.9326 | 182041.3812 | 203591.3347 | 204193.8126 | 251798.2771 | 268537.6749 | 292415.4861 | 303599.8925 | 298482.2408 | 282127.8526 | 267419.7661 | 279041.1275 | 266485.6773 | 278547.5708 | 295989.4608
NSW1 | Grid Battery | 0 | 0.20614 | 50506.7142 | 47873.6794 | 104205.1008 | 129919.5645 | 128675.2629 | 121967.118 | 115916.8803 | 147811.4877 | 140105.6778 | 132801.5907 | 126213.9337 | 119298.4424 | 113079.0935 | 107183.9761 | 140411.0761 | 132717.7052 | 148053.0535 | 149947.9124 | 142509.6995 | 148981.597 | 123917.4523 | 117457.321 | 91525.222 | 91886.2347 | 85202.4833
NSW1 | Pumped Hydro | 0 | 0 | 69661.8225 | 66030.1657 | 65864.0018 | 62255.2078 | 59009.6769 | 55933.345 | 53158.7431 | 50246.0799 | 47626.6176 | 45143.7141 | 42904.3595 | 40553.5522 | 38439.5032 | 36435.5484 | 34628.1457 | 32730.8068 | 31024.464 | 29407.0768 | 27948.3535 | 26417.2882 | 25040.084 | 23734.6794 | 22557.3087 | 21321.353 | 20209.8135
NSW1 | VPP | 0 | 0 | 0 | 0 | 0 | 0 | 0 | 0 | 0 | 0 | 0 | 0 | 0 | 0 | 0 | 0 | 0 | 0 | 0 | 0 | 0 | 0 | 0 | 0 | 0 | 0 | 0
Total excluding storage |  | 0 | 334492.9464 | 500154.3497 | 582235.1362 | 977181.6107 | 1059022.2867 | 1079252.1929 | 1092333.9213 | 1038148.1429 | 1144446.2241 | 1179291.1154 | 1129727.4264 | 1172304.1049 | 1125544.9531 | 1187007.7251 | 1136342.0546 | 1176426.1863 | 1160460.5621 | 1171691.9345 | 1207198.3121 | 1224400.4606 | 1177157.5636 | 1102805.3318 | 1134898.3522 | 1092481.2729 | 1099654.3348 | 984758.1649
Region | Technology | 2023-24 | 2024-25 | 2025-26 | 2026-27 | 2027-28 | 2028-29 | 2029-30 | 2030-31 | 2031-32 | 2032-33 | 2033-34 | 2034-35 | 2035-36 | 2036-37 | 2037-38 | 2038-39 | 2039-40 | 2040-41 | 2041-42 | 2042-43 | 2043-44 | 2044-45 | 2045-46 | 2046-47 | 2047-48 | 2048-49 | 2049-50
QLD1 | Black Coal | 0 | 0 | 0 | 0 | 0 | 0 | 0 | 0 | 0 | 0 | 0 | 0 | 0 | 0 | 0 | 0 | 0 | 0 | 0 | 0 | 0 | 0 | 0 | 0 | 0 | 0 | 0
QLD1 | Brown Coal | 0 | 0 | 0 | 0 | 0 | 0 | 0 | 0 | 0 | 0 | 0 | 0 | 0 | 0 | 0 | 0 | 0 | 0 | 0 | 0 | 0 | 0 | 0 | 0 | 0 | 0 | 0
QLD1 | CCGT | 0 | 0 | 0 | 0 | 0 | 0 | 0 | 0 | 0 | 0 | 0 | 0 | 0 | 0 | 0 | 0 | 0 | 0 | 0 | 0 | 0 | 0 | 0 | 0 | 0 | 0 | 0
QLD1 | Gas - Steam | 0 | 0 | 0 | 0 | 0 | 0 | 0 | 0 | 0 | 0 | 0 | 0 | 0 | 0 | 0 | 0 | 0 | 0 | 0 | 0 | 0 | 0 | 0 | 0 | 0 | 0 | 0
QLD1 | OCGT / Diesel | 0 | 0.0091034 | 0.0086288 | 0.0087317 | 0.0083613 | 10729.6229 | 10170.2587 | 9640.0557 | 9161.8558 | 8659.861 | 8208.3991 | 7780.4732 | 7394.5189 | 6989.3597 | 30340.3362 | 28758.6125 | 27332.0274 | 25834.4556 | 24487.6356 | 23211.0291 | 22059.6341 | 20850.9464 | 19763.9303 | 48077.5972 | 45692.6834 | 86377.2499 | 81874.1682
QLD1 | Hydro | 0 | 0 | 0 | 0 | 0 | 0 | 0 | 0 | 0 | 0 | 0 | 0 | 0 | 0 | 0 | 0 | 0 | 0 | 0 | 0 | 0 | 0 | 0 | 0 | 0 | 0 | 0
QLD1 | Hydrogen Turbine | 0 | 0 | 0 | 0 | 0 | 0 | 0 | 0 | 0 | 0 | 0 | 0 | 0 | 0 | 0 | 0 | 0 | 0 | 0 | 0 | 0 | 0 | 0 | 0 | 0 | 0 | 0
QLD1 | Wind | 0 | 150751.0806 | 142892.0201 | 196487.7543 | 313837.9447 | 615876.4262 | 588512.1044 | 703303.4027 | 669859.9854 | 736024.5593 | 800948.1403 | 760794.7564 | 723055.1466 | 683437.634 | 764609.2274 | 724748.0832 | 688796.584 | 665976.8164 | 651738.9304 | 653187.4238 | 655434.2525 | 619521.8105 | 587224.4668 | 718474.3806 | 701056.8132 | 729792.7125 | 652710.4802
QLD1 | Solar PV | 0 | 0.045919 | 0.06305 | 0.062443 | 0.060134 | 3198.2337 | 4324.6508 | 36464.4473 | 46376.9718 | 87564.7214 | 114292.5711 | 135474.5872 | 128754.3009 | 121699.6177 | 164049.0536 | 166752.4314 | 290151.8695 | 325718.1869 | 315870.9931 | 437381.5641 | 415727.747 | 392949.263 | 378478.0469 | 411064.845 | 397420.5089 | 397121.4579 | 419405.0705
QLD1 | Grid Battery | 0 | 0.027987 | 0.030823 | 0.043818 | 0.052497 | 73224.9638 | 69407.549 | 81981.6443 | 79699.8927 | 131528.0084 | 132017.2863 | 125134.8688 | 118927.4901 | 112411.2356 | 106550.9345 | 100996.1472 | 142190.3052 | 134399.4385 | 167351.6194 | 235036.0348 | 223376.9527 | 211137.7116 | 200130.531 | 189697.1812 | 180287.1518 | 169279.8236 | 160454.8091
QLD1 | Pumped Hydro | 0 | 0 | 0.050735 | 0.074346 | 0.073071 | 15784.5967 | 14961.7033 | 14181.7097 | 13478.2188 | 12739.7228 | 12075.5696 | 39328.3396 | 37377.4386 | 35329.4605 | 173576.8146 | 164527.7867 | 201486.5998 | 190446.7805 | 180518.2757 | 171107.3713 | 162619.5026 | 153709.2826 | 145696.0026 | 178294.2144 | 169449.8386 | 160165.3734 | 151815.5198
QLD1 | VPP | 0 | 0 | 0 | 0 | 0 | 0 | 0 | 0 | 0 | 0 | 0 | 0 | 0 | 0 | 0 | 0 | 0 | 0 | 0 | 0 | 0 | 0 | 0 | 0 | 0 | 0 | 0
Total excluding storage |  | 0 | 150751.1636 | 142892.1734 | 196487.9436 | 313838.1388 | 718813.8433 | 687376.2662 | 845571.2597 | 818576.9246 | 976516.873 | 1067541.9664 | 1068513.0252 | 1015508.8951 | 959867.3075 | 1239126.3663 | 1185783.061 | 1349957.3859 | 1342375.6778 | 1339967.4543 | 1519923.4231 | 1479218.0889 | 1398169.0141 | 1331292.9776 | 1545608.2184 | 1493906.9959 | 1542736.6173 | 1466260.0478
Region | Technology | 2023-24 | 2024-25 | 2025-26 | 2026-27 | 2027-28 | 2028-29 | 2029-30 | 2030-31 | 2031-32 | 2032-33 | 2033-34 | 2034-35 | 2035-36 | 2036-37 | 2037-38 | 2038-39 | 2039-40 | 2040-41 | 2041-42 | 2042-43 | 2043-44 | 2044-45 | 2045-46 | 2046-47 | 2047-48 | 2048-49 | 2049-50
VIC1 | Black Coal | 0 | 0 | 0 | 0 | 0 | 0 | 0 | 0 | 0 | 0 | 0 | 0 | 0 | 0 | 0 | 0 | 0 | 0 | 0 | 0 | 0 | 0 | 0 | 0 | 0 | 0 | 0
VIC1 | Brown Coal | 0 | 0 | 0 | 0 | 0 | 0 | 0 | 0 | 0 | 0 | 0 | 0 | 0 | 0 | 0 | 0 | 0 | 0 | 0 | 0 | 0 | 0 | 0 | 0 | 0 | 0 | 0
VIC1 | CCGT | 0 | 0 | 0 | 0 | 0 | 0 | 0 | 0 | 0 | 0 | 0 | 0 | 0 | 0 | 0 | 0 | 0 | 0 | 0 | 0 | 0 | 0 | 0 | 0 | 0 | 0 | 0
VIC1 | Gas - Steam | 0 | 0 | 0 | 0 | 0 | 0 | 0 | 0 | 0 | 0 | 0 | 0 | 0 | 0 | 0 | 0 | 0 | 0 | 0 | 0 | 0 | 0 | 0 | 0 | 0 | 0 | 0
VIC1 | OCGT / Diesel | 0 | 0.018009 | 0.01707 | 0.016252 | 0.015462 | 0.014671 | 0.013945 | 0.013298 | 0.012652 | 0.01221 | 0.011623 | 0.011628 | 27061.559 | 25578.8067 | 27733.0059 | 26287.2094 | 24983.2191 | 23614.3428 | 22427.8618 | 21258.6368 | 45026.1402 | 80146.6664 | 75968.4042 | 72007.9661 | 68435.9741 | 64686.2419 | 61313.9687
VIC1 | Hydro | 0 | 0 | 0 | 0 | 0 | 0 | 0 | 0 | 0 | 0 | 0 | 0 | 0 | 0 | 0 | 0 | 0 | 0 | 0 | 0 | 0 | 0 | 0 | 0 | 0 | 0 | 0
VIC1 | Hydrogen Turbine | 0 | 0 | 0 | 0 | 0 | 0 | 0 | 0 | 0 | 0 | 0 | 0 | 0 | 0 | 0 | 0 | 0 | 0 | 0 | 0 | 0 | 0 | 0 | 0 | 0 | 0 | 0
VIC1 | Wind | 0 | 121795.7404 | 115446.1995 | 157802.243 | 177547.7146 | 307872.542 | 422028.6597 | 525495.0056 | 589285.5231 | 646622.6167 | 742974.8101 | 825718.0724 | 897667.66 | 1006940.7275 | 1102369.4529 | 1178833.7767 | 1245358.5097 | 1295357.451 | 1227826.9685 | 1166114.697 | 1118678.7361 | 1058624.2174 | 1024066.9857 | 1006966.3167 | 990890.2431 | 969473.4433 | 920449.7038
VIC1 | Solar PV | 0 | 0.041474 | 0.040432 | 0.077123 | 0.073729 | 0.069928 | 0.067022 | 0.080014 | 0.083882 | 31882.9443 | 30220.8005 | 28645.3144 | 27224.3489 | 25732.6772 | 26255.9254 | 24887.134 | 26292.9484 | 24852.3098 | 49429.8636 | 48270.791 | 72338.5417 | 76797.5253 | 76891.4092 | 74008.8923 | 70337.6433 | 68965.4735 | 69353.2523
VIC1 | Grid Battery | 0 | 0.04303 | 0.041088 | 0.19288 | 0.18398 | 0.17392 | 0.16529 | 3481.7418 | 3309.0288 | 8092.5363 | 7670.651 | 7270.7594 | 9760.0644 | 9225.2929 | 8744.3544 | 8288.488 | 7877.3339 | 7445.7285 | 47291.2411 | 44825.8215 | 50917.6538 | 55307.4843 | 52424.1559 | 49691.0937 | 47226.1421 | 44638.536 | 42311.4126
VIC1 | Pumped Hydro | 0 | 0 | 0.048749 | 0.10264 | 0.098103 | 0.093187 | 0.088919 | 0.1269 | 0.12071 | 0.11463 | 0.10909 | 0.10385 | 0.13485 | 0.12815 | 0.19226 | 0.18254 | 0.17407 | 0.17471 | 0.17219 | 0.16398 | 0.23751 | 0.22517 | 0.21405 | 0.20343 | 0.19362 | 0.18363 | 0.17463
VIC1 | VPP | 0 | 0 | 0 | 0 | 0 | 0 | 0 | 0 | 0 | 0 | 0 | 0 | 0 | 0 | 0 | 0 | 0 | 0 | 0 | 0 | 0 | 0 | 0 | 0 | 0 | 0 | 0
Total excluding storage |  | 0 | 121795.8429 | 115446.3468 | 157802.6319 | 177548.0859 | 307872.8937 | 422028.9949 | 528976.9676 | 592594.7691 | 686598.2242 | 780866.3823 | 861634.2616 | 961713.7671 | 1067477.6325 | 1165102.9309 | 1238296.7907 | 1304512.1851 | 1351270.0068 | 1346976.1071 | 1280470.1103 | 1286961.3093 | 1270876.1185 | 1229351.1691 | 1202674.4723 | 1176890.1963 | 1147763.8783 | 1093428.512
Region | Technology | 2023-24 | 2024-25 | 2025-26 | 2026-27 | 2027-28 | 2028-29 | 2029-30 | 2030-31 | 2031-32 | 2032-33 | 2033-34 | 2034-35 | 2035-36 | 2036-37 | 2037-38 | 2038-39 | 2039-40 | 2040-41 | 2041-42 | 2042-43 | 2043-44 | 2044-45 | 2045-46 | 2046-47 | 2047-48 | 2048-49 | 2049-50
SA1 | Black Coal | 0 | 0 | 0 | 0 | 0 | 0 | 0 | 0 | 0 | 0 | 0 | 0 | 0 | 0 | 0 | 0 | 0 | 0 | 0 | 0 | 0 | 0 | 0 | 0 | 0 | 0 | 0
SA1 | Brown Coal | 0 | 0 | 0 | 0 | 0 | 0 | 0 | 0 | 0 | 0 | 0 | 0 | 0 | 0 | 0 | 0 | 0 | 0 | 0 | 0 | 0 | 0 | 0 | 0 | 0 | 0 | 0
SA1 | CCGT | 0 | 0 | 0 | 0 | 0 | 0 | 0 | 0 | 0 | 0 | 0 | 0 | 0 | 0 | 0 | 0 | 0 | 0 | 0 | 0 | 0 | 0 | 0 | 0 | 0 | 0 | 0
SA1 | Gas - Steam | 0 | 0 | 0 | 0 | 0 | 0 | 0 | 0 | 0 | 0 | 0 | 0 | 0 | 0 | 0 | 0 | 0 | 0 | 0 | 0 | 0 | 0 | 0 | 0 | 0 | 0 | 0
SA1 | OCGT / Diesel | 0 | 0.0092323 | 0.008751 | 0.010049 | 0.0095768 | 0.0091007 | 0.0086726 | 0.0099793 | 0.0095306 | 0.010119 | 0.0096566 | 0.0099896 | 0.028805 | 0.027256 | 525.8219 | 498.4094 | 473.6856 | 447.7316 | 424.3901 | 402.2656 | 8664.8915 | 8190.1264 | 7763.153 | 7358.4389 | 6993.4197 | 6610.2375 | 6265.6256
SA1 | Hydro | 0 | 0 | 0 | 0 | 0 | 0 | 0 | 0 | 0 | 0 | 0 | 0 | 0 | 0 | 0 | 0 | 0 | 0 | 0 | 0 | 0 | 0 | 0 | 0 | 0 | 0 | 0
SA1 | Hydrogen Turbine | 0 | 0 | 0 | 0 | 0 | 0 | 0 | 0 | 0 | 0 | 0 | 0 | 0 | 0 | 0 | 0 | 0 | 0 | 0 | 0 | 0 | 0 | 0 | 0 | 0 | 0 | 0
SA1 | Wind | 0 | 58375.3158 | 55332.0529 | 89600.4866 | 85155.8131 | 160865.3471 | 170855.0266 | 187428.3297 | 178130.8525 | 180134.7235 | 180573.278 | 171159.5062 | 162669.0522 | 153756.119 | 170596.3129 | 161702.6697 | 156552.3112 | 157692.2543 | 149471.3318 | 162903.5751 | 158710.5796 | 176513.9128 | 167311.7693 | 209848.9922 | 221599.3035 | 224310.9991 | 207157.7616
SA1 | Solar PV | 0 | 0.063788 | 0.081098 | 0.081341 | 0.077483 | 0.07364 | 0.070871 | 0.098794 | 0.093959 | 16676.9333 | 15807.5203 | 26208.2144 | 24908.1425 | 23543.38 | 50214.9711 | 47597.1297 | 47401.3225 | 55602.9985 | 100314.0694 | 96085.8645 | 135447.272 | 136367.8733 | 129258.6477 | 127025.38 | 120724.2211 | 119069.6727 | 116471.4568
SA1 | Grid Battery | 0 | 0.030028 | 0.036888 | 0.07433 | 0.071429 | 0.067544 | 0.064756 | 0.65046 | 0.62006 | 30107.0626 | 28537.5005 | 27049.7637 | 39463.2343 | 37300.9719 | 35356.379 | 33513.156 | 31850.7196 | 36156.8092 | 67581.518 | 64058.3115 | 75990.9981 | 80843.5487 | 76628.9535 | 72634.0659 | 69031.0163 | 65248.681 | 61847.0914
SA1 | Pumped Hydro | 0 | 0 | 0.059632 | 0.081582 | 0.078713 | 0.075112 | 0.072735 | 0.086602 | 0.0825 | 0.080543 | 0.077427 | 0.074265 | 0.085669 | 0.081611 | 0.10071 | 0.095864 | 0.092078 | 0.093237 | 0.099768 | 0.096478 | 0.096617 | 0.11034 | 0.10473 | 0.099444 | 0.094737 | 0.089845 | 0.085823
SA1 | VPP | 0 | 0 | 0 | 0 | 0 | 0 | 0 | 0 | 0 | 0 | 0 | 0 | 0 | 0 | 0 | 0 | 0 | 0 | 0 | 0 | 0 | 0 | 0 | 0 | 0 | 0 | 0
Total excluding storage |  | 0 | 58375.4189 | 55332.2393 | 89600.7339 | 85156.0503 | 160865.5725 | 170855.2436 | 187429.1756 | 178131.6586 | 226918.81 | 224918.3859 | 224417.5685 | 227040.5435 | 214600.5797 | 256693.5857 | 243311.4606 | 236278.131 | 249899.8869 | 317791.4091 | 323450.1131 | 378813.8378 | 401915.5715 | 380962.6282 | 416866.9765 | 418348.0553 | 415239.6802 | 391742.0212
Region | Technology | 2023-24 | 2024-25 | 2025-26 | 2026-27 | 2027-28 | 2028-29 | 2029-30 | 2030-31 | 2031-32 | 2032-33 | 2033-34 | 2034-35 | 2035-36 | 2036-37 | 2037-38 | 2038-39 | 2039-40 | 2040-41 | 2041-42 | 2042-43 | 2043-44 | 2044-45 | 2045-46 | 2046-47 | 2047-48 | 2048-49 | 2049-50
TAS1 | Black Coal | 0 | 0 | 0 | 0 | 0 | 0 | 0 | 0 | 0 | 0 | 0 | 0 | 0 | 0 | 0 | 0 | 0 | 0 | 0 | 0 | 0 | 0 | 0 | 0 | 0 | 0 | 0
TAS1 | Brown Coal | 0 | 0 | 0 | 0 | 0 | 0 | 0 | 0 | 0 | 0 | 0 | 0 | 0 | 0 | 0 | 0 | 0 | 0 | 0 | 0 | 0 | 0 | 0 | 0 | 0 | 0 | 0
TAS1 | CCGT | 0 | 0 | 0 | 0 | 0 | 0 | 0 | 0 | 0 | 0 | 0 | 0 | 0 | 0 | 0 | 0 | 0 | 0 | 0 | 0 | 0 | 0 | 0 | 0 | 0 | 0 | 0
TAS1 | Gas - Steam | 0 | 0 | 0 | 0 | 0 | 0 | 0 | 0 | 0 | 0 | 0 | 0 | 0 | 0 | 0 | 0 | 0 | 0 | 0 | 0 | 0 | 0 | 0 | 0 | 0 | 0 | 0
TAS1 | OCGT / Diesel | 0 | 0.0084498 | 0.0080093 | 0.0076266 | 0.0074769 | 0.0074435 | 0.0075406 | 0.0092438 | 0.0088411 | 0.0095835 | 0.0091381 | 0.0087316 | 0.01541 | 0.014599 | 0.020327 | 0.019297 | 0.018384 | 0.017406 | 0.023108 | 0.02194 | 0.020966 | 0.037377 | 0.035453 | 0.033631 | 0.031991 | 0.03027 | 0.026507
TAS1 | Hydro | 0 | 0 | 0 | 0 | 0 | 0 | 0 | 0 | 0 | 0 | 0 | 0 | 0 | 0 | 0 | 0 | 0 | 0 | 0 | 0 | 0 | 0 | 0 | 0 | 0 | 0 | 0
TAS1 | Hydrogen Turbine | 0 | 0 | 0 | 0 | 0 | 0 | 0 | 0 | 0 | 0 | 0 | 0 | 0 | 0 | 0 | 0 | 0 | 0 | 0 | 0 | 0 | 0 | 0 | 0 | 0 | 0 | 0
TAS1 | Wind | 0 | 88243.3954 | 83643.0291 | 86293.3958 | 89790.1684 | 96210.6786 | 140342.0832 | 136662.4693 | 215827.3387 | 204041.9648 | 193404.7072 | 183321.9977 | 174228.2161 | 164681.9335 | 156096.6201 | 147958.8826 | 148762.9358 | 144335.3124 | 136810.7228 | 129678.4104 | 123245.6466 | 116492.7923 | 110419.7087 | 104663.232 | 99471.3591 | 94021.1415 | 65999.5305
TAS1 | Solar PV | 0 | 0.018354 | 0.017429 | 0.018145 | 0.017362 | 0.01649 | 0.016208 | 0.018934 | 0.018082 | 0.023502 | 0.022363 | 0.0234 | 0.022265 | 0.021145 | 0.021839 | 0.021195 | 0.076784 | 3835.9483 | 3635.9711 | 3446.4183 | 3275.4575 | 3095.9934 | 2934.591 | 2781.603 | 2643.6202 | 2498.7753 | 2368.5026
TAS1 | Grid Battery | 0 | 0.02232 | 0.026069 | 0.028401 | 0.03243 | 0.030743 | 0.035273 | 0.060897 | 0.065279 | 0.08497 | 0.080853 | 0.076806 | 0.073369 | 0.069655 | 0.06743 | 0.064308 | 0.061407 | 0.058392 | 0.061308 | 0.05844 | 0.057762 | 0.066539 | 0.061639 | 0.057459 | 0.05793 | 0.055745 | 0.056118
TAS1 | Pumped Hydro | 0 | 0 | 0.059481 | 0.063291 | 0.071405 | 0.076808 | 0.11368 | 6005.4312 | 5707.5333 | 37437.9255 | 35486.1863 | 33636.1967 | 41095.3088 | 38843.6221 | 40473.1112 | 38363.139 | 36460.1163 | 34462.4 | 32665.7832 | 30962.8281 | 29426.9016 | 28456.5615 | 26973.0443 | 25566.8671 | 24298.6099 | 22967.245 | 21769.901
TAS1 | VPP | 0 | 0 | 0 | 0 | 0 | 0 | 0 | 0 | 0 | 0 | 0 | 0 | 0 | 0 | 0 | 0 | 0 | 0 | 0 | 0 | 0 | 0 | 0 | 0 | 0 | 0 | 0
Total excluding storage |  | 0 | 88243.4445 | 83643.14 | 86293.5133 | 89790.2971 | 96210.8101 | 140342.2559 | 142667.9895 | 221534.9642 | 241480.0083 | 228891.0059 | 216958.3033 | 215323.636 | 203525.661 | 196569.8409 | 186322.1264 | 185223.2087 | 182633.7366 | 173112.5615 | 164087.7372 | 155948.0845 | 148045.4511 | 140327.4411 | 133011.7932 | 126413.6791 | 119487.2478 | 90138.0167

## Option 5_Rehab Cost
Rehabilition cost by technology ($000s) - Option 5, Step Change Scenario
Rehab | Real June 2021 dollars discounted to 1 July 2021
Explicitly modelled generation
Region | Technology | 2023-24 | 2024-25 | 2025-26 | 2026-27 | 2027-28 | 2028-29 | 2029-30 | 2030-31 | 2031-32 | 2032-33 | 2033-34 | 2034-35 | 2035-36 | 2036-37 | 2037-38 | 2038-39 | 2039-40 | 2040-41 | 2041-42 | 2042-43 | 2043-44 | 2044-45 | 2045-46 | 2046-47 | 2047-48 | 2048-49 | 2049-50
NEM | Black Coal | 0 | 0 | 0 | 0 | 0 | 0 | 0 | 0 | 0 | 0 | 0 | 0 | 0 | 0 | 0 | 0 | 0 | 0 | 0 | 0 | 0 | 0 | 0 | 0 | 0 | 0 | 0
NEM | Brown Coal | 0 | 0 | 0 | 0 | 0 | 0 | 0 | 0 | 0 | 0 | 0 | 0 | 0 | 0 | 0 | 0 | 0 | 0 | 0 | 0 | 0 | 0 | 0 | 0 | 0 | 0 | 0
NEM | CCGT | 0 | 0 | 0 | 0 | 0 | 0 | 0 | 0 | 0 | 0 | 0 | 0 | 0 | 0 | 0 | 0 | 0 | 0 | 0 | 0 | 0 | 0 | 0 | 0 | 0 | 0 | 0
NEM | Gas - Steam | 0 | 0 | 0 | 0 | 0 | 0 | 0 | 0 | 0 | 0 | 0 | 0 | 0 | 0 | 0 | 0 | 0 | 0 | 0 | 0 | 0 | 0 | 0 | 0 | 0 | 0 | 0
NEM | OCGT / Diesel | 0 | 0 | 0 | 0 | 0 | 0 | 0 | 0 | 0 | 0 | 0 | 0 | 0 | 0 | 0 | 0 | 0 | 0 | 0 | 0 | 0 | 0 | 0 | 0 | 0 | 0 | 0
NEM | Hydro | 0 | 0 | 0 | 0 | 0 | 0 | 0 | 0 | 0 | 0 | 0 | 0 | 0 | 0 | 0 | 0 | 0 | 0 | 0 | 0 | 0 | 0 | 0 | 0 | 0 | 0 | 0
NEM | Hydrogen Turbine | 0 | 0 | 0 | 0 | 0 | 0 | 0 | 0 | 0 | 0 | 0 | 0 | 0 | 0 | 0 | 0 | 0 | 0 | 0 | 0 | 0 | 0 | 0 | 0 | 0 | 0 | 0
NEM | Wind | 0 | 0 | 0 | 0 | 0 | 0 | 0 | 0 | 0 | 0 | 0 | 0 | 0 | 0 | 0 | 0 | 0 | 0 | 0 | 0 | 0 | 0 | 0 | 0 | 0 | 0 | 0
NEM | Solar PV | 0 | 0 | 0 | 0 | 0 | 0 | 0 | 0 | 0 | 0 | 0 | 0 | 0 | 0 | 0 | 0 | 0 | 0 | 0 | 0 | 0 | 0 | 0 | 0 | 0 | 0 | 0
NEM | Grid Battery | 0 | 0 | 0 | 0 | 0 | 0 | 0 | 0 | 0 | 0 | 0 | 0 | 0 | 0 | 0 | 0 | 0 | 0 | 0 | 0 | 0 | 0 | 0 | 0 | 0 | 0 | 0
NEM | Pumped Hydro | 0 | 0 | 0 | 0 | 0 | 0 | 0 | 0 | 0 | 0 | 0 | 0 | 0 | 0 | 0 | 0 | 0 | 0 | 0 | 0 | 0 | 0 | 0 | 0 | 0 | 0 | 0
NEM | VPP | 0 | 0 | 0 | 0 | 0 | 0 | 0 | 0 | 0 | 0 | 0 | 0 | 0 | 0 | 0 | 0 | 0 | 0 | 0 | 0 | 0 | 0 | 0 | 0 | 0 | 0 | 0
Total excluding storage |  | 0 | 0 | 0 | 0 | 0 | 0 | 0 | 0 | 0 | 0 | 0 | 0 | 0 | 0 | 0 | 0 | 0 | 0 | 0 | 0 | 0 | 0 | 0 | 0 | 0 | 0 | 0
Region | Technology | 2023-24 | 2024-25 | 2025-26 | 2026-27 | 2027-28 | 2028-29 | 2029-30 | 2030-31 | 2031-32 | 2032-33 | 2033-34 | 2034-35 | 2035-36 | 2036-37 | 2037-38 | 2038-39 | 2039-40 | 2040-41 | 2041-42 | 2042-43 | 2043-44 | 2044-45 | 2045-46 | 2046-47 | 2047-48 | 2048-49 | 2049-50
NSW1 | Black Coal | 0 | 0 | 0 | 0 | 0 | 0 | 0 | 0 | 0 | 0 | 0 | 0 | 0 | 0 | 0 | 0 | 0 | 0 | 0 | 0 | 0 | 0 | 0 | 0 | 0 | 0 | 0
NSW1 | Brown Coal | 0 | 0 | 0 | 0 | 0 | 0 | 0 | 0 | 0 | 0 | 0 | 0 | 0 | 0 | 0 | 0 | 0 | 0 | 0 | 0 | 0 | 0 | 0 | 0 | 0 | 0 | 0
NSW1 | CCGT | 0 | 0 | 0 | 0 | 0 | 0 | 0 | 0 | 0 | 0 | 0 | 0 | 0 | 0 | 0 | 0 | 0 | 0 | 0 | 0 | 0 | 0 | 0 | 0 | 0 | 0 | 0
NSW1 | Gas - Steam | 0 | 0 | 0 | 0 | 0 | 0 | 0 | 0 | 0 | 0 | 0 | 0 | 0 | 0 | 0 | 0 | 0 | 0 | 0 | 0 | 0 | 0 | 0 | 0 | 0 | 0 | 0
NSW1 | OCGT / Diesel | 0 | 0 | 0 | 0 | 0 | 0 | 0 | 0 | 0 | 0 | 0 | 0 | 0 | 0 | 0 | 0 | 0 | 0 | 0 | 0 | 0 | 0 | 0 | 0 | 0 | 0 | 0
NSW1 | Hydro | 0 | 0 | 0 | 0 | 0 | 0 | 0 | 0 | 0 | 0 | 0 | 0 | 0 | 0 | 0 | 0 | 0 | 0 | 0 | 0 | 0 | 0 | 0 | 0 | 0 | 0 | 0
NSW1 | Hydrogen Turbine | 0 | 0 | 0 | 0 | 0 | 0 | 0 | 0 | 0 | 0 | 0 | 0 | 0 | 0 | 0 | 0 | 0 | 0 | 0 | 0 | 0 | 0 | 0 | 0 | 0 | 0 | 0
NSW1 | Wind | 0 | 0 | 0 | 0 | 0 | 0 | 0 | 0 | 0 | 0 | 0 | 0 | 0 | 0 | 0 | 0 | 0 | 0 | 0 | 0 | 0 | 0 | 0 | 0 | 0 | 0 | 0
NSW1 | Solar PV | 0 | 0 | 0 | 0 | 0 | 0 | 0 | 0 | 0 | 0 | 0 | 0 | 0 | 0 | 0 | 0 | 0 | 0 | 0 | 0 | 0 | 0 | 0 | 0 | 0 | 0 | 0
NSW1 | Grid Battery | 0 | 0 | 0 | 0 | 0 | 0 | 0 | 0 | 0 | 0 | 0 | 0 | 0 | 0 | 0 | 0 | 0 | 0 | 0 | 0 | 0 | 0 | 0 | 0 | 0 | 0 | 0
NSW1 | Pumped Hydro | 0 | 0 | 0 | 0 | 0 | 0 | 0 | 0 | 0 | 0 | 0 | 0 | 0 | 0 | 0 | 0 | 0 | 0 | 0 | 0 | 0 | 0 | 0 | 0 | 0 | 0 | 0
NSW1 | VPP | 0 | 0 | 0 | 0 | 0 | 0 | 0 | 0 | 0 | 0 | 0 | 0 | 0 | 0 | 0 | 0 | 0 | 0 | 0 | 0 | 0 | 0 | 0 | 0 | 0 | 0 | 0
Total excluding storage |  | 0 | 0 | 0 | 0 | 0 | 0 | 0 | 0 | 0 | 0 | 0 | 0 | 0 | 0 | 0 | 0 | 0 | 0 | 0 | 0 | 0 | 0 | 0 | 0 | 0 | 0 | 0
Region | Technology | 2023-24 | 2024-25 | 2025-26 | 2026-27 | 2027-28 | 2028-29 | 2029-30 | 2030-31 | 2031-32 | 2032-33 | 2033-34 | 2034-35 | 2035-36 | 2036-37 | 2037-38 | 2038-39 | 2039-40 | 2040-41 | 2041-42 | 2042-43 | 2043-44 | 2044-45 | 2045-46 | 2046-47 | 2047-48 | 2048-49 | 2049-50
QLD1 | Black Coal | 0 | 0 | 0 | 0 | 0 | 0 | 0 | 0 | 0 | 0 | 0 | 0 | 0 | 0 | 0 | 0 | 0 | 0 | 0 | 0 | 0 | 0 | 0 | 0 | 0 | 0 | 0
QLD1 | Brown Coal | 0 | 0 | 0 | 0 | 0 | 0 | 0 | 0 | 0 | 0 | 0 | 0 | 0 | 0 | 0 | 0 | 0 | 0 | 0 | 0 | 0 | 0 | 0 | 0 | 0 | 0 | 0
QLD1 | CCGT | 0 | 0 | 0 | 0 | 0 | 0 | 0 | 0 | 0 | 0 | 0 | 0 | 0 | 0 | 0 | 0 | 0 | 0 | 0 | 0 | 0 | 0 | 0 | 0 | 0 | 0 | 0
QLD1 | Gas - Steam | 0 | 0 | 0 | 0 | 0 | 0 | 0 | 0 | 0 | 0 | 0 | 0 | 0 | 0 | 0 | 0 | 0 | 0 | 0 | 0 | 0 | 0 | 0 | 0 | 0 | 0 | 0
QLD1 | OCGT / Diesel | 0 | 0 | 0 | 0 | 0 | 0 | 0 | 0 | 0 | 0 | 0 | 0 | 0 | 0 | 0 | 0 | 0 | 0 | 0 | 0 | 0 | 0 | 0 | 0 | 0 | 0 | 0
QLD1 | Hydro | 0 | 0 | 0 | 0 | 0 | 0 | 0 | 0 | 0 | 0 | 0 | 0 | 0 | 0 | 0 | 0 | 0 | 0 | 0 | 0 | 0 | 0 | 0 | 0 | 0 | 0 | 0
QLD1 | Hydrogen Turbine | 0 | 0 | 0 | 0 | 0 | 0 | 0 | 0 | 0 | 0 | 0 | 0 | 0 | 0 | 0 | 0 | 0 | 0 | 0 | 0 | 0 | 0 | 0 | 0 | 0 | 0 | 0
QLD1 | Wind | 0 | 0 | 0 | 0 | 0 | 0 | 0 | 0 | 0 | 0 | 0 | 0 | 0 | 0 | 0 | 0 | 0 | 0 | 0 | 0 | 0 | 0 | 0 | 0 | 0 | 0 | 0
QLD1 | Solar PV | 0 | 0 | 0 | 0 | 0 | 0 | 0 | 0 | 0 | 0 | 0 | 0 | 0 | 0 | 0 | 0 | 0 | 0 | 0 | 0 | 0 | 0 | 0 | 0 | 0 | 0 | 0
QLD1 | Grid Battery | 0 | 0 | 0 | 0 | 0 | 0 | 0 | 0 | 0 | 0 | 0 | 0 | 0 | 0 | 0 | 0 | 0 | 0 | 0 | 0 | 0 | 0 | 0 | 0 | 0 | 0 | 0
QLD1 | Pumped Hydro | 0 | 0 | 0 | 0 | 0 | 0 | 0 | 0 | 0 | 0 | 0 | 0 | 0 | 0 | 0 | 0 | 0 | 0 | 0 | 0 | 0 | 0 | 0 | 0 | 0 | 0 | 0
QLD1 | VPP | 0 | 0 | 0 | 0 | 0 | 0 | 0 | 0 | 0 | 0 | 0 | 0 | 0 | 0 | 0 | 0 | 0 | 0 | 0 | 0 | 0 | 0 | 0 | 0 | 0 | 0 | 0
Total excluding storage |  | 0 | 0 | 0 | 0 | 0 | 0 | 0 | 0 | 0 | 0 | 0 | 0 | 0 | 0 | 0 | 0 | 0 | 0 | 0 | 0 | 0 | 0 | 0 | 0 | 0 | 0 | 0
Region | Technology | 2023-24 | 2024-25 | 2025-26 | 2026-27 | 2027-28 | 2028-29 | 2029-30 | 2030-31 | 2031-32 | 2032-33 | 2033-34 | 2034-35 | 2035-36 | 2036-37 | 2037-38 | 2038-39 | 2039-40 | 2040-41 | 2041-42 | 2042-43 | 2043-44 | 2044-45 | 2045-46 | 2046-47 | 2047-48 | 2048-49 | 2049-50
VIC1 | Black Coal | 0 | 0 | 0 | 0 | 0 | 0 | 0 | 0 | 0 | 0 | 0 | 0 | 0 | 0 | 0 | 0 | 0 | 0 | 0 | 0 | 0 | 0 | 0 | 0 | 0 | 0 | 0
VIC1 | Brown Coal | 0 | 0 | 0 | 0 | 0 | 0 | 0 | 0 | 0 | 0 | 0 | 0 | 0 | 0 | 0 | 0 | 0 | 0 | 0 | 0 | 0 | 0 | 0 | 0 | 0 | 0 | 0
VIC1 | CCGT | 0 | 0 | 0 | 0 | 0 | 0 | 0 | 0 | 0 | 0 | 0 | 0 | 0 | 0 | 0 | 0 | 0 | 0 | 0 | 0 | 0 | 0 | 0 | 0 | 0 | 0 | 0
VIC1 | Gas - Steam | 0 | 0 | 0 | 0 | 0 | 0 | 0 | 0 | 0 | 0 | 0 | 0 | 0 | 0 | 0 | 0 | 0 | 0 | 0 | 0 | 0 | 0 | 0 | 0 | 0 | 0 | 0
VIC1 | OCGT / Diesel | 0 | 0 | 0 | 0 | 0 | 0 | 0 | 0 | 0 | 0 | 0 | 0 | 0 | 0 | 0 | 0 | 0 | 0 | 0 | 0 | 0 | 0 | 0 | 0 | 0 | 0 | 0
VIC1 | Hydro | 0 | 0 | 0 | 0 | 0 | 0 | 0 | 0 | 0 | 0 | 0 | 0 | 0 | 0 | 0 | 0 | 0 | 0 | 0 | 0 | 0 | 0 | 0 | 0 | 0 | 0 | 0
VIC1 | Hydrogen Turbine | 0 | 0 | 0 | 0 | 0 | 0 | 0 | 0 | 0 | 0 | 0 | 0 | 0 | 0 | 0 | 0 | 0 | 0 | 0 | 0 | 0 | 0 | 0 | 0 | 0 | 0 | 0
VIC1 | Wind | 0 | 0 | 0 | 0 | 0 | 0 | 0 | 0 | 0 | 0 | 0 | 0 | 0 | 0 | 0 | 0 | 0 | 0 | 0 | 0 | 0 | 0 | 0 | 0 | 0 | 0 | 0
VIC1 | Solar PV | 0 | 0 | 0 | 0 | 0 | 0 | 0 | 0 | 0 | 0 | 0 | 0 | 0 | 0 | 0 | 0 | 0 | 0 | 0 | 0 | 0 | 0 | 0 | 0 | 0 | 0 | 0
VIC1 | Grid Battery | 0 | 0 | 0 | 0 | 0 | 0 | 0 | 0 | 0 | 0 | 0 | 0 | 0 | 0 | 0 | 0 | 0 | 0 | 0 | 0 | 0 | 0 | 0 | 0 | 0 | 0 | 0
VIC1 | Pumped Hydro | 0 | 0 | 0 | 0 | 0 | 0 | 0 | 0 | 0 | 0 | 0 | 0 | 0 | 0 | 0 | 0 | 0 | 0 | 0 | 0 | 0 | 0 | 0 | 0 | 0 | 0 | 0
VIC1 | VPP | 0 | 0 | 0 | 0 | 0 | 0 | 0 | 0 | 0 | 0 | 0 | 0 | 0 | 0 | 0 | 0 | 0 | 0 | 0 | 0 | 0 | 0 | 0 | 0 | 0 | 0 | 0
Total excluding storage |  | 0 | 0 | 0 | 0 | 0 | 0 | 0 | 0 | 0 | 0 | 0 | 0 | 0 | 0 | 0 | 0 | 0 | 0 | 0 | 0 | 0 | 0 | 0 | 0 | 0 | 0 | 0
Region | Technology | 2023-24 | 2024-25 | 2025-26 | 2026-27 | 2027-28 | 2028-29 | 2029-30 | 2030-31 | 2031-32 | 2032-33 | 2033-34 | 2034-35 | 2035-36 | 2036-37 | 2037-38 | 2038-39 | 2039-40 | 2040-41 | 2041-42 | 2042-43 | 2043-44 | 2044-45 | 2045-46 | 2046-47 | 2047-48 | 2048-49 | 2049-50
SA1 | Black Coal | 0 | 0 | 0 | 0 | 0 | 0 | 0 | 0 | 0 | 0 | 0 | 0 | 0 | 0 | 0 | 0 | 0 | 0 | 0 | 0 | 0 | 0 | 0 | 0 | 0 | 0 | 0
SA1 | Brown Coal | 0 | 0 | 0 | 0 | 0 | 0 | 0 | 0 | 0 | 0 | 0 | 0 | 0 | 0 | 0 | 0 | 0 | 0 | 0 | 0 | 0 | 0 | 0 | 0 | 0 | 0 | 0
SA1 | CCGT | 0 | 0 | 0 | 0 | 0 | 0 | 0 | 0 | 0 | 0 | 0 | 0 | 0 | 0 | 0 | 0 | 0 | 0 | 0 | 0 | 0 | 0 | 0 | 0 | 0 | 0 | 0
SA1 | Gas - Steam | 0 | 0 | 0 | 0 | 0 | 0 | 0 | 0 | 0 | 0 | 0 | 0 | 0 | 0 | 0 | 0 | 0 | 0 | 0 | 0 | 0 | 0 | 0 | 0 | 0 | 0 | 0
SA1 | OCGT / Diesel | 0 | 0 | 0 | 0 | 0 | 0 | 0 | 0 | 0 | 0 | 0 | 0 | 0 | 0 | 0 | 0 | 0 | 0 | 0 | 0 | 0 | 0 | 0 | 0 | 0 | 0 | 0
SA1 | Hydro | 0 | 0 | 0 | 0 | 0 | 0 | 0 | 0 | 0 | 0 | 0 | 0 | 0 | 0 | 0 | 0 | 0 | 0 | 0 | 0 | 0 | 0 | 0 | 0 | 0 | 0 | 0
SA1 | Hydrogen Turbine | 0 | 0 | 0 | 0 | 0 | 0 | 0 | 0 | 0 | 0 | 0 | 0 | 0 | 0 | 0 | 0 | 0 | 0 | 0 | 0 | 0 | 0 | 0 | 0 | 0 | 0 | 0
SA1 | Wind | 0 | 0 | 0 | 0 | 0 | 0 | 0 | 0 | 0 | 0 | 0 | 0 | 0 | 0 | 0 | 0 | 0 | 0 | 0 | 0 | 0 | 0 | 0 | 0 | 0 | 0 | 0
SA1 | Solar PV | 0 | 0 | 0 | 0 | 0 | 0 | 0 | 0 | 0 | 0 | 0 | 0 | 0 | 0 | 0 | 0 | 0 | 0 | 0 | 0 | 0 | 0 | 0 | 0 | 0 | 0 | 0
SA1 | Grid Battery | 0 | 0 | 0 | 0 | 0 | 0 | 0 | 0 | 0 | 0 | 0 | 0 | 0 | 0 | 0 | 0 | 0 | 0 | 0 | 0 | 0 | 0 | 0 | 0 | 0 | 0 | 0
SA1 | Pumped Hydro | 0 | 0 | 0 | 0 | 0 | 0 | 0 | 0 | 0 | 0 | 0 | 0 | 0 | 0 | 0 | 0 | 0 | 0 | 0 | 0 | 0 | 0 | 0 | 0 | 0 | 0 | 0
SA1 | VPP | 0 | 0 | 0 | 0 | 0 | 0 | 0 | 0 | 0 | 0 | 0 | 0 | 0 | 0 | 0 | 0 | 0 | 0 | 0 | 0 | 0 | 0 | 0 | 0 | 0 | 0 | 0
Total excluding storage |  | 0 | 0 | 0 | 0 | 0 | 0 | 0 | 0 | 0 | 0 | 0 | 0 | 0 | 0 | 0 | 0 | 0 | 0 | 0 | 0 | 0 | 0 | 0 | 0 | 0 | 0 | 0
Region | Technology | 2023-24 | 2024-25 | 2025-26 | 2026-27 | 2027-28 | 2028-29 | 2029-30 | 2030-31 | 2031-32 | 2032-33 | 2033-34 | 2034-35 | 2035-36 | 2036-37 | 2037-38 | 2038-39 | 2039-40 | 2040-41 | 2041-42 | 2042-43 | 2043-44 | 2044-45 | 2045-46 | 2046-47 | 2047-48 | 2048-49 | 2049-50
TAS1 | Black Coal | 0 | 0 | 0 | 0 | 0 | 0 | 0 | 0 | 0 | 0 | 0 | 0 | 0 | 0 | 0 | 0 | 0 | 0 | 0 | 0 | 0 | 0 | 0 | 0 | 0 | 0 | 0
TAS1 | Brown Coal | 0 | 0 | 0 | 0 | 0 | 0 | 0 | 0 | 0 | 0 | 0 | 0 | 0 | 0 | 0 | 0 | 0 | 0 | 0 | 0 | 0 | 0 | 0 | 0 | 0 | 0 | 0
TAS1 | CCGT | 0 | 0 | 0 | 0 | 0 | 0 | 0 | 0 | 0 | 0 | 0 | 0 | 0 | 0 | 0 | 0 | 0 | 0 | 0 | 0 | 0 | 0 | 0 | 0 | 0 | 0 | 0
TAS1 | Gas - Steam | 0 | 0 | 0 | 0 | 0 | 0 | 0 | 0 | 0 | 0 | 0 | 0 | 0 | 0 | 0 | 0 | 0 | 0 | 0 | 0 | 0 | 0 | 0 | 0 | 0 | 0 | 0
TAS1 | OCGT / Diesel | 0 | 0 | 0 | 0 | 0 | 0 | 0 | 0 | 0 | 0 | 0 | 0 | 0 | 0 | 0 | 0 | 0 | 0 | 0 | 0 | 0 | 0 | 0 | 0 | 0 | 0 | 0
TAS1 | Hydro | 0 | 0 | 0 | 0 | 0 | 0 | 0 | 0 | 0 | 0 | 0 | 0 | 0 | 0 | 0 | 0 | 0 | 0 | 0 | 0 | 0 | 0 | 0 | 0 | 0 | 0 | 0
TAS1 | Hydrogen Turbine | 0 | 0 | 0 | 0 | 0 | 0 | 0 | 0 | 0 | 0 | 0 | 0 | 0 | 0 | 0 | 0 | 0 | 0 | 0 | 0 | 0 | 0 | 0 | 0 | 0 | 0 | 0
TAS1 | Wind | 0 | 0 | 0 | 0 | 0 | 0 | 0 | 0 | 0 | 0 | 0 | 0 | 0 | 0 | 0 | 0 | 0 | 0 | 0 | 0 | 0 | 0 | 0 | 0 | 0 | 0 | 0
TAS1 | Solar PV | 0 | 0 | 0 | 0 | 0 | 0 | 0 | 0 | 0 | 0 | 0 | 0 | 0 | 0 | 0 | 0 | 0 | 0 | 0 | 0 | 0 | 0 | 0 | 0 | 0 | 0 | 0
TAS1 | Grid Battery | 0 | 0 | 0 | 0 | 0 | 0 | 0 | 0 | 0 | 0 | 0 | 0 | 0 | 0 | 0 | 0 | 0 | 0 | 0 | 0 | 0 | 0 | 0 | 0 | 0 | 0 | 0
TAS1 | Pumped Hydro | 0 | 0 | 0 | 0 | 0 | 0 | 0 | 0 | 0 | 0 | 0 | 0 | 0 | 0 | 0 | 0 | 0 | 0 | 0 | 0 | 0 | 0 | 0 | 0 | 0 | 0 | 0
TAS1 | VPP | 0 | 0 | 0 | 0 | 0 | 0 | 0 | 0 | 0 | 0 | 0 | 0 | 0 | 0 | 0 | 0 | 0 | 0 | 0 | 0 | 0 | 0 | 0 | 0 | 0 | 0 | 0
Total excluding storage |  | 0 | 0 | 0 | 0 | 0 | 0 | 0 | 0 | 0 | 0 | 0 | 0 | 0 | 0 | 0 | 0 | 0 | 0 | 0 | 0 | 0 | 0 | 0 | 0 | 0 | 0 | 0

## Option 5_REZ Tx Cost
REZ transmission expansion cost by region ($000s) - Option 5, Step Change Scenario
REZ Expansion | Real June 2021 dollars discounted to 1 July 2021. As with the total capital costs, the REZ transmission expansion costs are annualised for modelling purposes.
Explicitly modelled generation
Region | Technology | 2023-24 | 2024-25 | 2025-26 | 2026-27 | 2027-28 | 2028-29 | 2029-30 | 2030-31 | 2031-32 | 2032-33 | 2033-34 | 2034-35 | 2035-36 | 2036-37 | 2037-38 | 2038-39 | 2039-40 | 2040-41 | 2041-42 | 2042-43 | 2043-44 | 2044-45 | 2045-46 | 2046-47 | 2047-48 | 2048-49 | 2049-50 | Sum | Raw | Equal
NSW1 | Transmission | 0 | 0.00074319 | 0.00091674 | 0.0011358 | 0.0011933 | 0.0015929 | 0.0024149 | 0.0037518 | 0.0037685 | 8112.6247 | 14407.4035 | 13656.3068 | 12978.8787 | 12267.7423 | 11628.1921 | 11021.9868 | 11876.8699 | 11226.1149 | 10640.8675 | 17960.2293 | 18958.4059 | 18038.3224 | 20427.9662 | 45848.7384 | 44090.5232 | 55845.4105 | 52934.0389 | 391920.6377 | 391920.6377 | TRUE
QLD1 | Transmission | 69.5154 | 65.8379 | 62.4059 | 80.2611 | 89.1982 | 51326.9345 | 48775.5499 | 53905.773 | 53700.2807 | 73364.54 | 82779.6894 | 81411.5252 | 77657.8937 | 74387.4719 | 103094.4498 | 99170.2046 | 128717.7698 | 141661.3657 | 140176.7253 | 183431.7115 | 203751.5839 | 193200.367 | 184803.3793 | 196925.601 | 196437.512 | 198335.595 | 192252.4986 | 2759635.6402 | 2759635.6402 | TRUE
VIC1 | Transmission | 0 | 0.00022914 | 0.00024445 | 0.00025361 | 0.0002462 | 0.00024972 | 0.00028845 | 0.00033164 | 0.00047852 | 0.00048036 | 0.00063283 | 0.0006171 | 0.00061209 | 0.0010621 | 0.0010342 | 8948.8699 | 16456.1002 | 19908.6895 | 18870.7958 | 20810.4844 | 20295.7146 | 19183.6753 | 18183.5785 | 17235.6196 | 22469.664 | 21238.5101 | 22588.8892 | 226190.5978 | 226190.5978 | TRUE
SA1 | Transmission | 57.1304 | 1392.9611 | 1387.7 | 2522.6153 | 2397.4799 | 2292.9277 | 2174.9105 | 2061.7122 | 2841.2738 | 3690.2332 | 3497.8549 | 3315.5035 | 3151.0371 | 2978.3865 | 5058.6143 | 4794.8955 | 4557.0441 | 7531.1623 | 10597.6064 | 12116.4043 | 15371.0479 | 24803.2562 | 23845.4686 | 32711.1607 | 37909.0412 | 36442.7408 | 35296.555 | 284796.7235 | 284796.7235 | TRUE
TAS1 | Transmission | 0 | 0.00069213 | 76.954 | 1422.4738 | 2677.3882 | 2530.69 | 2398.7583 | 2273.7047 | 2160.9165 | 2042.5162 | 1936.0344 | 1835.1037 | 1744.0724 | 1648.5115 | 1562.5702 | 1481.1092 | 1407.6381 | 1330.511 | 1261.148 | 1195.401 | 1136.1025 | 1073.8534 | 1017.8706 | 964.8063 | 916.9467 | 866.7056 | 821.5219 | 37783.309 | 37783.309 | TRUE
NEM | Total | 126.6458 | 1458.8006 | 1527.0611 | 4025.3516 | 5164.0677 | 56150.554 | 53349.2215 | 58241.1939 | 58702.4753 | 87209.9146 | 102620.9829 | 100218.4398 | 95531.8826 | 91282.1133 | 121343.8275 | 125417.0661 | 163015.4222 | 181657.8435 | 181547.143 | 235514.2305 | 259512.8547 | 256299.4743 | 248278.2632 | 293685.926 | 301823.6871 | 312728.9619 | 303893.5036

## Option 5_USE+DSP Cost
USE+DSP cost by region ($000s) - Option 5, Step Change Scenario
USE+DSP | Real June 2021 dollars discounted to 1 July 2021
Explicitly modelled generation
Region | Technology | 2023-24 | 2024-25 | 2025-26 | 2026-27 | 2027-28 | 2028-29 | 2029-30 | 2030-31 | 2031-32 | 2032-33 | 2033-34 | 2034-35 | 2035-36 | 2036-37 | 2037-38 | 2038-39 | 2039-40 | 2040-41 | 2041-42 | 2042-43 | 2043-44 | 2044-45 | 2045-46 | 2046-47 | 2047-48 | 2048-49 | 2049-50
NSW1 | USE+DSP | 32851.4918 | 37699.2788 | 111093.6306 | 1219.4999 | 14425.7173 | 18.4159 | 0.14976 | 3130.3538 | 0.15011 | 3146.085 | 870.6493 | 23.6379 | 5975.3986 | 51.212 | 6455.9587 | 0.15271 | 408.3947 | 1544.5774 | 2041.3637 | 1536.4794 | 7453.6645 | 6498.9701 | 7797.9113 | 9993.109 | 8620.107 | 8836.542 | 10082.5563
QLD1 | USE+DSP | 0.01779 | 0.017633 | 0.017989 | 506.9624 | 22.903 | 75602.5576 | 0.018519 | 2480.1112 | 1677.3181 | 778.8486 | 1457.7242 | 1337.3544 | 3102.1846 | 148.1344 | 7102.5432 | 0.018951 | 8113.0987 | 4023.2122 | 2815.8174 | 5894.3885 | 13926.4543 | 11709.8083 | 26841.5263 | 35690.3459 | 48846.9783 | 49264.5544 | 51531.4505
VIC1 | USE+DSP | 26910.3032 | 20798.5851 | 24.5339 | 32744.0049 | 433.0151 | 0.19078 | 80.0551 | 1201.7997 | 0.19039 | 843.8199 | 0.19682 | 211.6991 | 2932.9206 | 11.02 | 6963.4671 | 10.6062 | 1115.6132 | 1023.1079 | 3188.6579 | 2530.068 | 4131.4939 | 13206.6229 | 1903.3188 | 2347.103 | 2800.3335 | 2850.4684 | 2376.6419
SA1 | USE+DSP | 808.654 | 0.020767 | 8.8049 | 849.1709 | 426.7871 | 0.021244 | 0.021201 | 1142.0928 | 0.021208 | 1229.9153 | 0.021888 | 112.0978 | 2059.9754 | 0.021692 | 11237.6469 | 12.2273 | 560.0814 | 1988.3766 | 1647.8466 | 1421.1825 | 4182.378 | 14065.1404 | 2664.0222 | 3618.6501 | 3618.9888 | 4260.0363 | 4583.1086
TAS1 | USE+DSP | 0.012519 | 0.012373 | 0.012454 | 0.01251 | 0.012544 | 0.012573 | 0.012701 | 44.7391 | 0.012988 | 51.7257 | 0.01336 | 112.7364 | 551.3278 | 0.012948 | 323.4081 | 0.013121 | 44.2767 | 319.9282 | 771.6868 | 723.4487 | 931.6243 | 1030.0034 | 866.8637 | 1503.8676 | 1198.1184 | 2015.5829 | 1343.9124
NEM | Total | 60570.4794 | 58497.9147 | 111126.9999 | 35319.6506 | 15308.435 | 75621.1981 | 80.2573 | 7999.0967 | 1677.6928 | 6050.3946 | 2328.6056 | 1797.5256 | 14621.8071 | 210.401 | 32083.024 | 23.0183 | 10241.4645 | 8899.2023 | 10465.3724 | 12105.5671 | 30625.6151 | 46510.5451 | 40073.6424 | 53153.0755 | 65084.5261 | 67227.1841 | 69917.6698