## Cover
Victoria to NSW Interconnector West (VNI West) market modelling outcomes for additional options
Step Change scenario
Transgrid | 5 April 2023

## Release notice
Notice
Ernst & Young (“EY”) was engaged on the instructions of NSW Electricity Networks Operations Pty Limited, as trustee for NSW Electricity Networks Operations Trust (“Transgrid”), to undertake market modelling of system costs and benefits to assess seven options for the Victoria to NSW Interconnector West (VNI West) Regulatory Investment Test for Transmission (“VNI West RIT-T”). The results of EY’s work, including the assumptions and qualifications made in preparing the workbook (“Workbook”), are set out in EY's report (“Report”) dated 22 February 2023 . The Workbook and the Report should be read in conjunction with each other and in their entirety including any disclaimers and attachments, this notice and the notice included in the Report. A reference to the Workbook includes any part of the Workbook. No further work has been undertaken by EY since the date of the Workbook to update it. EY has prepared the Workbook for the benefit of Transgrid and has considered only the interest of Transgrid. EY has not been engaged to act, and has not acted, as advisor to any other party. Accordingly, EY makes no representations as to the appropriateness, accuracy or completeness of the Workbook for any other party's purposes. Our work commenced on 22 September 2022 1 and was completed on 15 February 2023 . Therefore, our Workbook does not take account of events or circumstances arising after 15 February 2023 and we have no responsibility to update the Workbook for such events or circumstances. No reliance may be placed upon the Workbook or any of its contents by any party other than Transgrid (“Third Parties”). Any Third Parties receiving a copy of the Workbook must make and rely on their own enquiries in relation to the issues to which the Workbook relates, the contents of the Workbook and all matters arising from or relating to or in any way connected with the Workbook or its contents. EY disclaims all responsibility to any Third Parties for any loss or liability that the Third Parties may suffer or incur arising from or relating to or in any way connected with the contents of the Workbook, the provision of the Workbook to the Third Parties or the reliance upon the Workbook by the Third Parties. No claim or demand or any actions or proceedings may be brought against EY arising from or connected with the contents of the Workbook or the provision of the Workbook to the Third Parties. EY will be released and forever discharged from any such claims, demands, actions or proceedings. Our Workbook is based, in part, on the information provided to us by Transgrid and other stakeholders engaged in this process. We have relied on the accuracy of the information gathered through these sources. We do not imply, and it should not be construed that we have performed an audit, verification or due diligence procedures on any of the information provided to us. We have not independently verified, nor accept any responsibility or liability for independently verifying, any such information nor do we make any representation as to the accuracy or completeness of the information. We accept no liability for any loss or damage, which may result from your reliance on any research, analyses or information so supplied. Modelling work performed as part of our scope inherently requires assumptions about future behaviours and market interactions, which may result in forecasts that deviate from future conditions. There will usually be differences between estimated and actual outcomes, because events and circumstances frequently do not occur as expected, and those differences may be material. We take no responsibility that the projected outcomes will be achieved. We highlight that our analysis and Workbook do not constitute investment advice or a recommendation to you on a future course of action. We provide no assurance that the scenarios we have modelled will be accepted by any relevant authority or third party. EY has consented to the Workbook being published electronically on Transgrid’s website for informational purposes only. EY has not consented to distribution or disclosure beyond this. The material contained in the Workbook, including the EY logo, is copyright. The copyright in the material contained in the Workbook itself, excluding EY logo, vests in Transgrid. The Workbook, including the EY logo, cannot be altered without prior written permission from EY. Readers are advised that the outcomes provided are based on many detailed assumptions underpinning the scenario, and the key assumptions are described in the Workbook. These assumptions were selected by Transgrid after public consultation. The modelled scenario represents one possible future option for the development and operation of the National Electricity Market, and it must be acknowledged that many alternative futures exist. Alternative futures beyond those presented have not been evaluated as part of this Workbook. EY’s liability is limited by a scheme approved under Professional Standards Legislation.

## Version notes
Change log
2023-02-22 | 1 | Victoria to NSW Interconnector West (VNI West) market modelling outcomes for additional options - Step Change scenario
2023-04-05 | 2 | Updated REZ generation and capacity results to show results for 2048-49 and 2049-50
Fixed error in REZ generation and capacity results presentation where offshore wind was being double counted in the onshore wind results

## Abbreviations and notes
Acronyms
AEMO | Australian Energy Market Operator
CCGT | Closed cycle gas turbine
Diesel | Diesel generator
Distributed PV | PV non-scheduled generators (PVNSG) and Rooftop PV
DSP | Demand-side participation
ESOO | Electricity Statement Of Opportunities
FOM | Fixed operations and maintenance
Gas - Steam | Gas-powered steam turbine
GWh | Gigawatt-hours
Grid Battery | Explicitly modelled existing and new entrant (8 hour or less) battery storage
MW | Megawatts
NEM | National Electricity Market
OCGT | Open cycle gas turbine
PACR | Project Assessment Conclusions Report
PV | Photovoltaic
PVNSG | PV non-scheduled generators
Rehab | Rehabilitation (after closing an existing generator)
REZ | Renewable energy zone
USE | Unserved energy
VOM | Variable operations and maintenance
VPP | Virtual power plants
Notes
1. Tumut 3 generation is included in Hydro, whereas Tumut 3 pump is included in Pumped Hydro Pump.
2. REZ expansion costs only capture intra-regional network augmentations. These costs do not include the cost of interconnectors.
3. Entry of new capacity and retirement of generator capacity where allowed occurs at the beginning of each financial year, on 1 July.
4. Other non-scheduled generation is handled on the demand side as per AEMO's 2021 ESOO.

## ---Compare options---
Compare |  | Option 3A | to | BaseCase |  | 0 | 1 | 2 | 3 | 4 | 5 | 6 | 7 | 8 | 9 | 10 | 11 | 12 | 13 | 14 | 15 | 16 | 17 | 18 | 19 | 20 | 21 | 22 | 23 | 24 | 25 | 26
NEM discounted market benefits by year
Select region | NEM
[5 empty] | Real June 2021 dollars ($m) discounted to 1 July 2021 | 2023-24 | 2024-25 | 2025-26 | 2026-27 | 2027-28 | 2028-29 | 2029-30 | 2030-31 | 2031-32 | 2032-33 | 2033-34 | 2034-35 | 2035-36 | 2036-37 | 2037-38 | 2038-39 | 2039-40 | 2040-41 | 2041-42 | 2042-43 | 2043-44 | 2044-45 | 2045-46 | 2046-47 | 2047-48 | 2048-49 | 2049-50
|  |  |  | Build | CAPEX | 0 | -3.9293 | -6.7748 | 1.0233 | 9.741 | 28.7869 | 74.5556 | 167.6616 | 263.3871 | 301.3665 | 383.6534 | 433.6565 | 513.4934 | 572.9115 | 580.9131 | 607.5144 | 706.8719 | 849.4567 | 986.4564 | 1178.5304 | 1333.7813 | 1458.7502 | 1605.9967 | 1819.9438 | 2063.2584 | 2258.0106 | 2467.2917
|  |  |  | FOM | FOM | 0 | -0.57909 | -1.1193 | 0.0028131 | 1.1692 | 3.7883 | 10.1212 | 24.2002 | 39.4065 | 44.9702 | 60.9534 | 73.366 | 89.6508 | 101.2334 | 103.0459 | 109.0837 | 126.2914 | 149.0363 | 159.1223 | 181.2465 | 193.4597 | 196.7626 | 219.4901 | 284.3694 | 368.87 | 446.8139 | 527.8347
|  |  |  | Fuel | Fuel | 0.12886 | -0.85754 | -2.8823 | -10.3544 | -6.856 | -1.6847 | -4.2704 | -35.2101 | -22.0588 | 50.8754 | 95.445 | 148.1479 | 203.6184 | 277.0905 | 358.9609 | 437.4579 | 480.3191 | 478.1461 | 499.1314 | 495.6405 | 508.94 | 528.8556 | 559.8767 | 579.3747 | 568.6375 | 587.5827 | 577.0681
|  |  |  | VOM | VOM | -0.031882 | 0.83647 | 1.8783 | 1.8369 | 1.6975 | 0.43529 | -2.3882 | -7.8734 | -7.9951 | -3.4424 | -4.08 | -4.327 | -1.9173 | -2.3324 | 4.6617 | 6.4036 | 3.6113 | 2.5394 | 6.1357 | 5.9802 | 8.0291 | 12.9329 | 16.6993 | 18.5689 | 20.3578 | 21.2495 | 21.8713
|  |  |  | Rehab | Rehab | 0 | 0 | 0 | 0 | 0 | 0 | 0 | 0 | 0 | 0 | 0 | 0 | 0 | 0 | 0 | 0 | 0 | 0 | 0 | 0 | 0 | 0 | 0 | 0 | 0 | 0 | 0
|  |  |  | REZ Tx | REZ | -3.2703e-07 | 0.0033804 | 0.0057589 | 0.09721 | 3.9442 | 8.7415 | 13.2091 | 23.2859 | 34.2328 | 41.529 | 52.4698 | 61.7485 | 70.5996 | 78.4529 | 101.2378 | 121.854 | 142.7336 | 176.4596 | 206.2409 | 246.8495 | 293.187 | 336.2541 | 381.175 | 411.9235 | 440.6196 | 467.2627 | 501.5582
|  |  |  | USE+DSP | USE+DSP | -0.00022869 | -0.2236 | -0.2679 | -2.0505 | -1.8651 | -1.1017 | -0.51649 | -0.93888 | -1.3563 | -1.7063 | 7.0437 | 7.4044 | 5.6942 | 5.4231 | -3.4788 | -3.4642 | 0.28784 | 15.3581 | 30.6586 | 62.1864 | 92.2832 | 112.0402 | 126.083 | 134.3192 | 139.2257 | 149.4627 | 157.1098
[5 empty] | Total cumulative market benefits | 0.096747 | -4.7497 | -9.1601 | -9.4447 | 7.8309 | 38.9655 | 90.7108 | 171.1254 | 305.6161 | 433.5923 | 595.4854 | 719.9964 | 881.1391 | 1032.7789 | 1145.3406 | 1278.8495 | 1460.1152 | 1670.9962 | 1887.7454 | 2170.4335 | 2429.6804 | 2645.5956 | 2909.3207 | 3248.4995 | 3600.969 | 3930.3822 | 4252.7339
NEM capacity difference by year
Select region | NEM
[5 empty] | Capacity difference (MW) | 2023-24 | 2024-25 | 2025-26 | 2026-27 | 2027-28 | 2028-29 | 2029-30 | 2030-31 | 2031-32 | 2032-33 | 2033-34 | 2034-35 | 2035-36 | 2036-37 | 2037-38 | 2038-39 | 2039-40 | 2040-41 | 2041-42 | 2042-43 | 2043-44 | 2044-45 | 2045-46 | 2046-47 | 2047-48 | 2048-49 | 2049-50
[5 empty] | Black Coal | 0 | 0 | 0 | 0 | 0 | 0 | 0 | 0 | 0 | 0 | 0 | 0 | 0 | 0 | 0 | 0 | 0 | 0 | 0 | 0 | 0 | 0 | 0 | 0 | 0 | 0 | 0
[5 empty] | Brown Coal | 0 | 0 | 0 | 0 | 0 | 0 | 0 | 0 | 0 | 0 | 0 | 0 | 0 | 0 | 0 | 0 | 0 | 0 | 0 | 0 | 0 | 0 | 0 | 0 | 0 | 0 | 0
[5 empty] | CCGT | 0 | 0 | 0 | 0 | 0 | 0 | 0 | 0 | 0 | 0 | 0 | 0 | 0 | 0 | 0 | 0 | 0 | 0 | 0 | 0 | 0 | 0 | 0 | 0 | 0 | 0 | 0
[5 empty] | Gas - Steam | 0 | 0 | 0 | 0 | 0 | 0 | 0 | 0 | 0 | 0 | 0 | 0 | 0 | 0 | 0 | 0 | 0 | 0 | 0 | 0 | 0 | 0 | 0 | 0 | 0 | 0 | 0
[5 empty] | OCGT / Diesel | 0 | 0.0007342 | 0.00073448 | 0.00076856 | 0.0007698 | 100.2849 | 100.2849 | 100.2849 | 100.2849 | 100.2851 | 100.2851 | 100.285 | -227.3428 | -227.3428 | 43.6615 | 43.6616 | 43.6616 | 43.6616 | -260.3644 | -260.3644 | -104.6258 | 141.2409 | 141.2409 | -272.0972 | -272.0972 | -210.4415 | -210.4415
[5 empty] | Hydro | 0 | 0 | 0 | 0 | 0 | 0 | 0 | 0 | 0 | 0 | 0 | 0 | 0 | 0 | 0 | 0 | 0 | 0 | 0 | 0 | 0 | 0 | 0 | 0 | 0 | 0 | 0
[5 empty] | Hydrogen Turbine | 0 | 0 | 0 | 0 | 0 | 0 | 0 | 0 | 0 | 0 | 0 | 0 | 0 | 0 | 0 | 0 | 0 | 0 | 0 | 0 | 0 | 0 | 0 | 0 | 0 | 0 | 0
[5 empty] | Wind | 0 | 28.1959 | 27.7753 | -58.8365 | -85.7448 | -19.735 | -375.4291 | -770.2807 | -519.5979 | -177.3919 | 64.92 | 42.1124 | -215.7434 | -112.5043 | 419.5029 | 459.7291 | 118.1113 | -118.7049 | -6.2798 | -677.3087 | -577.942 | -508.6361 | -234.798 | -726.9836 | -882.9903 | 475.6086 | -240.1977
[5 empty] | Solar PV | 0 | 0.0035876 | 0.025619 | 0.026197 | 0.60897 | -167.5446 | -10.6313 | -192.6072 | -379.0728 | -234.6851 | -750.7924 | -626.4037 | -626.4038 | -261.4484 | 75.3851 | -605.2127 | -1903.9534 | -1982.7972 | -2032.5688 | -2156.8773 | -1224.8607 | -329.7941 | -1356.9882 | -933.9899 | -1467.9563 | -960.2713 | -898.5988
[5 empty] | Grid Battery | 0 | 0.002416 | -0.0017831 | -0.00053858 | 1.9708 | -19.5837 | -19.5835 | -4.6459 | -56.8455 | -66.7304 | -632.1254 | -632.1256 | -551.5719 | -551.5718 | -658.2373 | -658.2374 | -509.1531 | -884.186 | 768.7899 | 130.7885 | 554.7967 | 1082.6924 | 1100.8659 | 467.3507 | 465.3794 | -760.9914 | -584.6552
[5 empty] | Pumped Hydro | 0 | 0 | 0.0031444 | 0.0036441 | 22.1938 | -48.5215 | -48.5213 | 1.0647 | -296.5735 | -66.4947 | -225.963 | 19.6641 | -76.1678 | -76.1678 | -26.4458 | -26.4458 | -220.2314 | -454.2422 | -922.5209 | -1058.8236 | -1058.8234 | -1374.673 | -1374.6741 | -1312.1623 | -1312.1623 | -1312.1621 | -1312.1619
[5 empty] | VPP | 0 | 0 | 0 | 0 | 0 | 0 | 0 | 0 | 0 | 0 | 0 | 0 | 0 | 0 | 0 | 0 | 0 | 0 | 0 | 0 | 0 | 0 | 0 | 0 | 0 | 0 | 0
[5 empty] | Grid Battery pump | 0 | 0.002416 | -0.0017831 | -0.00053858 | 1.9708 | -19.5837 | -19.5835 | -4.6459 | -56.8455 | -66.7304 | -632.1254 | -632.1256 | -551.5719 | -551.5718 | -658.2373 | -658.2374 | -509.1531 | -884.186 | 768.7899 | 130.7885 | 554.7967 | 1082.6924 | 1100.8659 | 467.3507 | 465.3794 | -760.9914 | -584.6552
[5 empty] | Pumped Hydro Pump | 0 | 0 | 0.0031444 | 0.0036441 | 22.1938 | -48.5215 | -48.5213 | 1.0647 | -296.5735 | -66.4947 | -225.963 | 19.6641 | -76.1678 | -76.1678 | -26.4458 | -26.4458 | -220.2314 | -454.2422 | -922.5209 | -1058.8236 | -1058.8234 | -1374.673 | -1374.6741 | -1312.1623 | -1312.1623 | -1312.1621 | -1312.1619
[5 empty] | VPP pump | 0 | 0 | 0 | 0 | 0 | 0 | 0 | 0 | 0 | 0 | 0 | 0 | 0 | 0 | 0 | 0 | 0 | 0 | 0 | 0 | 0 | 0 | 0 | 0 | 0 | 0 | 0
NEM generation difference by year
Select region | NEM
[5 empty] | Sent-out generation difference (GWh)* | 2023-24 | 2024-25 | 2025-26 | 2026-27 | 2027-28 | 2028-29 | 2029-30 | 2030-31 | 2031-32 | 2032-33 | 2033-34 | 2034-35 | 2035-36 | 2036-37 | 2037-38 | 2038-39 | 2039-40 | 2040-41 | 2041-42 | 2042-43 | 2043-44 | 2044-45 | 2045-46 | 2046-47 | 2047-48 | 2048-49 | 2049-50
[5 empty] | Black Coal | -0.6638 | 39.8349 | 31.9175 | 69.8672 | 39.4655 | -0.8767 | 37.7469 | 1346.1611 | 1156.5512 | 1005.5796 | 373.5345 | 449.9531 | 396.7134 | 282.2148 | 259.6412 | 188.7078 | 116.761 | 83.0928 | 52.5971 | 0 | 0 | 0 | 0 | 0 | 0 | 0 | 0
[5 empty] | Brown Coal | -7.0606 | 19.0569 | 77.3739 | 111.7081 | -123.0771 | -217.2273 | -51.8147 | -26.8083 | -31.6048 | 0 | 0 | 0 | 0 | 0 | 0 | 0 | 0 | 0 | 0 | 0 | 0 | 0 | 0 | 0 | 0 | 0 | 0
[5 empty] | CCGT | -0.71418 | 0.17238 | 13.2081 | 78.7392 | -47.5298 | -6.5395 | 44.8984 | 259.5249 | 44.526 | 0.63436 | -65.3638 | -37.8846 | -111.5605 | -154.6672 | -239.8796 | 44.5622 | 228.3786 | 144.2261 | 262.0914 | 305.3219 | 220.1147 | 255.9679 | 26.238 | 9.2867 | 13.9259 | 19.9353 | 15.9621
[5 empty] | Gas - Steam | -0.009428 | 0.24044 | 1.2549 | 3.0167 | -2.4746 | -15.1345 | 1.0005 | -61.577 | -224.7917 | -675.5393 | -353.0359 | -266.1057 | -421.6177 | -432.7382 | -472.8213 | -528.1032 | 0 | 0 | 0 | 0 | 0 | 0 | 0 | 0 | 0 | 0 | 0
[5 empty] | OCGT / Diesel | -0.078886 | 0.010562 | 1.0302 | 9.2113 | -7.8217 | -22.1562 | 5.2452 | 110.2335 | -168.7394 | -568.0064 | -340.364 | -549.8203 | -524.5302 | -781.7968 | -972.1991 | -1024.0443 | -892.7624 | 71.2171 | -527.3195 | 77.1596 | -289.4565 | -587.1115 | -790.0678 | -453.5042 | 395.8976 | -474.5294 | 515.2821
[5 empty] | Hydro | 10.0362 | -174.7391 | -255.9277 | -198.3686 | 161.6653 | 608.1605 | 545.3086 | 347.471 | -223.9771 | -277.5624 | 218.3666 | 195.2178 | 191.7908 | 217.917 | -518.2301 | -619.674 | -234.3396 | -69.3364 | -457.4922 | -435.0388 | -772.5769 | -1256.2823 | -1130.2428 | -224.3907 | -476.5847 | -376.7211 | -673.5294
[5 empty] | Hydrogen Turbine | 0 | 0 | 0 | 0 | 0 | 0 | 0 | 0 | 0 | 0 | 0 | 0 | 0 | 0 | 0 | 0 | 0 | 0 | 0 | 0 | 0 | 0 | 0 | 0 | 0 | 0 | 0
[5 empty] | Wind | -0.69839 | 114.1689 | 128.5791 | -119.9061 | 39.6598 | 14.6891 | -638.3831 | -1584.3179 | -412.3714 | 34.2086 | 676.3632 | 492.6065 | 675.9064 | 816.7048 | 1126.4514 | 2373.1983 | 2696.135 | 1964.2651 | 1704.0743 | 1030.2866 | 1080.1699 | 794.2913 | 1609.3873 | -350.4963 | -839.9482 | 1441.6547 | -868.6379
[5 empty] | Solar PV | 1.0579 | -1.2475 | -2.4607 | 8.8412 | 18.2479 | -344.6689 | -24.0622 | -175.4454 | -474.9216 | 121.2193 | -1101.486 | -624.5663 | -499.6022 | 281.4306 | 495.6114 | -314.7886 | -1208.8754 | -1968.7125 | -1463.8918 | -1345.5158 | -225.0522 | 326.0714 | 70.3243 | 603.6979 | 207.7634 | -983.3894 | 1011.4417
[5 empty] | Grid Battery | 0.018473 | -0.012555 | 0.087428 | 0.86423 | 2.1393 | -60.4067 | -42.5566 | 29.6455 | -90.6188 | 237.9349 | -814.6861 | -870.2321 | -286.0597 | -309.8049 | -426.4184 | -450.5454 | -197.6153 | -514.6649 | 2401.6518 | 1524.0649 | 2057.3019 | 3062.3692 | 3258.2115 | 1995.2377 | 1644.7436 | 235.5608 | 468.5447
[5 empty] | Pumped Hydro | -0.02138 | -0.13049 | 1.1754 | 18.7435 | 27.5444 | -197.4913 | -57.2015 | -137.8078 | -695.7888 | -253.5756 | -303.1639 | 266.952 | -85.0687 | 395.372 | -155.0456 | 362.2077 | 567.3272 | -550.1791 | -2386.1537 | -1695.2257 | -1752.5235 | -2737.3247 | -2286.7372 | -2271.1227 | -2486.3496 | -1864.6057 | -1361.0067
[5 empty] | VPP | 0.055789 | 0.055731 | 0.73739 | 0.57975 | 5.742 | 7.8629 | 0.98279 | 4.8737 | 4.8109 | 39.8363 | 9.2571 | -19.6266 | 112.4626 | 150.3452 | 124.1719 | 127.9251 | 63.2455 | -10.6989 | 21.4838 | 79.5737 | 110.8566 | 214.6781 | 269.9167 | 348.5139 | 233.5135 | 294.7687 | 410.1777
[5 empty] | Grid Battery pump | 0.02185 | -0.015402 | 0.10581 | 1.035 | 2.2031 | -72.4484 | -51.2954 | 35.1353 | -107.4959 | 281.6106 | -981.7695 | -1046.7556 | -344.2549 | -371.6264 | -511.8235 | -539.5039 | -243.5462 | -625.371 | 2895.2538 | 1845.459 | 2465.8927 | 3695.0632 | 3946.4364 | 2376.8267 | 1994.3626 | 270.7998 | 572.7978
[5 empty] | Pumped Hydro Pump | 0.011929 | 0.14615 | 3.1404 | -7.3815 | 47.2951 | -214.6954 | -156.4812 | -180.1727 | -879.4983 | -476.5729 | -328.3487 | 282.1043 | -159.9125 | 708.1369 | -304.5824 | 440.5058 | 838.1229 | -670.4643 | -3377.0388 | -2325.5367 | -2382.0726 | -3699.8434 | -3080.4778 | -2959.7654 | -3442.3244 | -2299.9949 | -1783.5698
[5 empty] | VPP pump | 0.065644 | 0.053459 | 0.87857 | 0.68303 | 6.8242 | 9.1814 | 1.9702 | 5.3836 | 5.2816 | 47.3325 | 12.007 | -26.8242 | 133.5444 | 177.6978 | 146.2777 | 151.207 | 73.1105 | -11.9998 | 23.5705 | 94.9118 | 130.8091 | 252.6637 | 321.3016 | 403.8881 | 275.8104 | 346.979 | 483.3915
*Generation shown is sent-out, as is demand.

## BaseCase_CF
Annual capacity factor by technology - BaseCase, Step Change Scenario
Explicitly modelled generation
Region | Technology | 2023-24 | 2024-25 | 2025-26 | 2026-27 | 2027-28 | 2028-29 | 2029-30 | 2030-31 | 2031-32 | 2032-33 | 2033-34 | 2034-35 | 2035-36 | 2036-37 | 2037-38 | 2038-39 | 2039-40 | 2040-41 | 2041-42 | 2042-43 | 2043-44 | 2044-45 | 2045-46 | 2046-47 | 2047-48 | 2048-49 | 2049-50
NEM | Black Coal | 58.98% | 51.59% | 52.66% | 63.24% | 60.26% | 61.88% | 63.34% | 57.2% | 55.47% | 56.4% | 61.29% | 60.85% | 53.24% | 52.11% | 54.67% | 52% | 54.46% | 42.41% | 42.2% | - | - | - | - | - | - | - | -
NEM | Brown Coal | 68.75% | 60.1% | 65.67% | 62.61% | 63.89% | 64.46% | 66.54% | 63.98% | 51.11% | - | - | - | - | - | - | - | - | - | - | - | - | - | - | - | - | - | -
NEM | CCGT | 8.143% | 6.613% | 12.9% | 16.09% | 17.04% | 19.68% | 22.66% | 25.86% | 23.54% | 23.06% | 31.43% | 35.86% | 27.18% | 28.87% | 28.8% | 30.54% | 29.43% | 25.51% | 20.87% | 24.12% | 25.84% | 20.06% | 23.62% | 28.62% | 28.05% | 27.45% | 28.27%
NEM | Gas - Steam | 0.9866% | 0.9458% | 2.985% | 3.681% | 2.552% | 5.597% | 4.39% | 24.06% | 9.346% | 24.4% | 16.03% | 20.12% | 18.29% | 21.68% | 23.69% | 24.81% | - | - | - | - | - | - | - | - | - | - | -
NEM | OCGT / Diesel | 0.3095% | 0.2412% | 0.5385% | 0.5756% | 0.4446% | 0.6396% | 0.5009% | 2.16% | 1.355% | 2.688% | 4.176% | 7.723% | 4.462% | 6.055% | 5.177% | 4.939% | 10.74% | 9.195% | 5.213% | 6.162% | 10.68% | 6.298% | 7.866% | 8.617% | 5.679% | 7.852% | 7.187%
NEM | Hydro | 26.71% | 24.45% | 25.06% | 24.17% | 20.17% | 24.16% | 26.18% | 25.64% | 25.17% | 24.08% | 25.65% | 26.19% | 24% | 22.13% | 27.2% | 24.79% | 22.81% | 21.5% | 20.71% | 23.58% | 24.78% | 23.2% | 21.93% | 27.01% | 26.02% | 25.77% | 25.35%
NEM | Hydrogen Turbine | bar: 2023-24 to 2049-50
NEM | Wind | 32.73% | 33.38% | 34.02% | 35.44% | 37.09% | 36.18% | 35.74% | 34.7% | 36.26% | 35.12% | 34.32% | 33.76% | 34.67% | 35.71% | 34.73% | 34.55% | 33.44% | 33.59% | 33.07% | 32.13% | 31.58% | 32.43% | 33.5% | 32.79% | 32.07% | 31.82% | 31.68%
NEM | Solar PV | 26.37% | 22.22% | 23.44% | 24.66% | 24.43% | 22.42% | 23.53% | 24.14% | 24.46% | 24.37% | 24.03% | 23.31% | 23.94% | 24.02% | 20.63% | 21.59% | 21.08% | 19.95% | 20.76% | 20.43% | 19.7% | 19.85% | 20.09% | 17.53% | 17.62% | 18.65% | 17.86%
NEM | Grid Battery | 4.762% | 4.718% | 7.352% | 11.14% | 15.26% | 17.48% | 17.63% | 19.22% | 18.63% | 20.22% | 19.4% | 18.91% | 18.98% | 19.21% | 17.34% | 17.63% | 19.3% | 18.27% | 20.17% | 19.68% | 18.93% | 18.66% | 19.4% | 16.33% | 16.24% | 16.62% | 15.99%
NEM | Pumped Hydro | 7.63% | 12.59% | 13.02% | 19.28% | 9.865% | 13.77% | 14.77% | 19.76% | 20.3% | 19.14% | 20.09% | 19.84% | 21.34% | 20.86% | 20.4% | 19.91% | 19.2% | 17.82% | 19.98% | 18.99% | 17.17% | 17.33% | 16.54% | 17.25% | 15.67% | 14.96% | 13.09%
NEM | VPP | 7.92% | 8.089% | 8.656% | 8.497% | 8.208% | 7.685% | 7.548% | 7.461% | 7.266% | 7.185% | 7.183% | 6.945% | 6.906% | 6.896% | 6.475% | 6.398% | 6.582% | 6.334% | 6.574% | 6.412% | 6.224% | 6.335% | 6.494% | 6.061% | 6.066% | 6.143% | 5.969%
Region | Technology | 2023-24 | 2024-25 | 2025-26 | 2026-27 | 2027-28 | 2028-29 | 2029-30 | 2030-31 | 2031-32 | 2032-33 | 2033-34 | 2034-35 | 2035-36 | 2036-37 | 2037-38 | 2038-39 | 2039-40 | 2040-41 | 2041-42 | 2042-43 | 2043-44 | 2044-45 | 2045-46 | 2046-47 | 2047-48 | 2048-49 | 2049-50
NSW1 | Black Coal | 57.9% | 48.21% | 44.36% | 64.16% | 58.5% | 64.44% | 66.98% | 54.17% | 54% | 55.17% | 60.82% | 62.32% | 54.91% | 48.84% | 54.61% | 54.83% | - | - | - | - | - | - | - | - | - | - | -
NSW1 | Brown Coal | bar: 2023-24 to 2049-50
NSW1 | CCGT | 0.3544% | 0.1605% | 7.871% | 16.96% | 20.27% | 17.29% | 28.7% | 27.76% | 25.17% | 21.38% | 36.53% | 43.1% | 27.59% | 29.2% | 31.58% | 36.15% | 35.32% | 28.87% | 23.82% | 28.74% | - | - | - | - | - | - | -
NSW1 | Gas - Steam | bar: 2023-24 to 2049-50
NSW1 | OCGT / Diesel | 0.05169% | 0.02283% | 0.155% | 0.1461% | 0.1199% | 0.02354% | 0.007851% | 0.5997% | 0.1144% | 0.662% | 1.413% | 4.863% | 2.01% | 4.427% | 1.843% | 3.097% | 7.533% | 8.477% | 3.971% | 3.93% | 8.428% | 5.184% | 8.356% | 6.261% | 5.107% | 5.217% | 6%
NSW1 | Hydro | 9.225% | 12.9% | 13.51% | 13.58% | 11.4% | 16.41% | 13.68% | 13.89% | 13.51% | 12.04% | 14.44% | 15.1% | 14.08% | 12.12% | 17.12% | 14.21% | 12.33% | 12.35% | 11.81% | 13.16% | 13.62% | 12.5% | 10.83% | 16.27% | 15.87% | 15.47% | 15.1%
NSW1 | Hydrogen Turbine | bar: 2023-24 to 2049-50
NSW1 | Wind | 36.22% | 33.88% | 34.02% | 35.4% | 35.86% | 36.36% | 34.49% | 33.92% | 33.75% | 34% | 33.16% | 32.73% | 33.81% | 33.93% | 34.57% | 32.74% | 31.94% | 30.47% | 31.75% | 30% | 29.19% | 30.28% | 30.72% | 31.85% | 29.42% | 29.26% | 27.51%
NSW1 | Solar PV | 26.89% | 21.21% | 22.17% | 24.47% | 24.65% | 22.42% | 23.23% | 24.5% | 24.45% | 24.66% | 24.28% | 23.66% | 24.96% | 24.79% | 21.13% | 21.54% | 22.13% | 20.81% | 21.37% | 20.31% | 19.67% | 20.35% | 20.5% | 18.49% | 17.4% | 18.66% | 17.69%
NSW1 | Grid Battery | 4.709% | 5.723% | 12.26% | 23.8% | 24.36% | 22.38% | 22.53% | 24.15% | 23.04% | 23.92% | 22.37% | 21.33% | 22.08% | 22.15% | 20.83% | 20.66% | 21.41% | 20.6% | 23.02% | 20.71% | 18.94% | 20.32% | 20.72% | 17.72% | 17.24% | 17.65% | 17.75%
NSW1 | Pumped Hydro | 5.26% | 10.46% | 17.3% | 26.91% | 8.884% | 15.09% | 15.89% | 21.65% | 22.02% | 21.08% | 22.39% | 22.31% | 24.56% | 24.47% | 24.65% | 21.01% | 18.28% | 15.98% | 19.57% | 18.17% | 15.85% | 16.04% | 15.87% | 19.99% | 15.6% | 14.13% | 11.62%
NSW1 | VPP | 6.811% | 7.855% | 8.781% | 8.666% | 8.386% | 7.753% | 7.518% | 7.579% | 7.34% | 7.395% | 7.414% | 7.091% | 7.165% | 6.965% | 6.583% | 6.554% | 6.749% | 6.414% | 6.75% | 6.505% | 6.257% | 6.506% | 6.563% | 6.174% | 6.12% | 6.283% | 6.292%
Region | Technology | 2023-24 | 2024-25 | 2025-26 | 2026-27 | 2027-28 | 2028-29 | 2029-30 | 2030-31 | 2031-32 | 2032-33 | 2033-34 | 2034-35 | 2035-36 | 2036-37 | 2037-38 | 2038-39 | 2039-40 | 2040-41 | 2041-42 | 2042-43 | 2043-44 | 2044-45 | 2045-46 | 2046-47 | 2047-48 | 2048-49 | 2049-50
QLD1 | Black Coal | 60.07% | 55.06% | 61.97% | 62.51% | 61.46% | 60.06% | 61.13% | 59.86% | 56.76% | 57.8% | 61.67% | 59.64% | 51.87% | 54.8% | 54.73% | 49.68% | 54.46% | 42.41% | 42.2% | - | - | - | - | - | - | - | -
QLD1 | Brown Coal | bar: 2023-24 to 2049-50
QLD1 | CCGT | 7.299% | 6.108% | 11.97% | 17.94% | 19.03% | 21.73% | 24.35% | 27.44% | 26.49% | 25.63% | 35.42% | 39.27% | 32.11% | 34.53% | 32.73% | 33.74% | 32.73% | 29.1% | 23.71% | 26.92% | 30.87% | 23.96% | 35.21% | 61.7% | 60.47% | 59.17% | 60.93%
QLD1 | Gas - Steam | bar: 2023-24 to 2049-50
QLD1 | OCGT / Diesel | 0.01425% | 1.535e-06% | 0.01558% | 0.1078% | 0.1434% | 0.09917% | 0.037% | 2.104% | 2.134% | 2.419% | 8.447% | 10.15% | 9.415% | 11.34% | 5.812% | 4.528% | 9.201% | 7.49% | 3.564% | 5.226% | 6.888% | 4.679% | 7.478% | 9.16% | 3.221% | 5.825% | 4.611%
QLD1 | Hydro | 54.45% | 54.49% | 55.84% | 53.53% | 54.57% | 55.51% | 55.06% | 54.37% | 54.02% | 54.35% | 54.04% | 53.4% | 52.88% | 51.69% | 36.65% | 35.9% | 28.05% | 26.12% | 25.26% | - | - | - | - | - | - | - | -
QLD1 | Hydrogen Turbine | bar: 2023-24 to 2049-50
QLD1 | Wind | 40.73% | 36.74% | 38.8% | 38.61% | 39.88% | 37.7% | 37.32% | 36.62% | 35.9% | 35.28% | 33.52% | 33.3% | 32.78% | 34.87% | 34.38% | 34.01% | 33.6% | 31.75% | 32.26% | 31.1% | 31.18% | 30.43% | 32.15% | 31.44% | 30.47% | 31.83% | 29.97%
QLD1 | Solar PV | 26.89% | 24.1% | 26.32% | 26.6% | 25.75% | 23.23% | 25.51% | 25.22% | 26.09% | 25.61% | 25.41% | 24.82% | 24.66% | 24.6% | 20.9% | 23.23% | 21.57% | 21.08% | 21.71% | 22.35% | 21.86% | 21.07% | 20.84% | 18.21% | 19.15% | 20.23% | 19.48%
QLD1 | Grid Battery | 6.122% | 6.099% | 6.224% | 6.303% | 6.298% | 21.41% | 21.35% | 22.44% | 22.1% | 23.4% | 22.09% | 22.03% | 22.03% | 22.28% | 19.59% | 20.62% | 21.28% | 22.07% | 22.31% | 22.67% | 21.47% | 21.13% | 21.5% | 18.23% | 18.9% | 18.72% | 18.49%
QLD1 | Pumped Hydro | 8.627% | 13.48% | 9.301% | 12.65% | 13.16% | 10.31% | 11.85% | 14.85% | 14.99% | 14.23% | 15.07% | 14.64% | 16.25% | 14.68% | 17.11% | 19.39% | 19.7% | 18.93% | 19.83% | 19.17% | 17.3% | 16.71% | 15.47% | 14.59% | 13.97% | 13.66% | 12.09%
QLD1 | VPP | 8.294% | 8.176% | 8.254% | 8.467% | 8.116% | 7.676% | 7.576% | 7.581% | 7.426% | 7.433% | 7.44% | 7.297% | 7.15% | 7.157% | 6.695% | 6.659% | 6.711% | 6.755% | 6.784% | 6.9% | 6.86% | 6.733% | 6.877% | 6.676% | 6.642% | 6.611% | 6.592%
Region | Technology | 2023-24 | 2024-25 | 2025-26 | 2026-27 | 2027-28 | 2028-29 | 2029-30 | 2030-31 | 2031-32 | 2032-33 | 2033-34 | 2034-35 | 2035-36 | 2036-37 | 2037-38 | 2038-39 | 2039-40 | 2040-41 | 2041-42 | 2042-43 | 2043-44 | 2044-45 | 2045-46 | 2046-47 | 2047-48 | 2048-49 | 2049-50
VIC1 | Black Coal | bar: 2023-24 to 2049-50
VIC1 | Brown Coal | 68.75% | 60.1% | 65.67% | 62.61% | 63.89% | 64.46% | 66.54% | 63.98% | 51.11% | - | - | - | - | - | - | - | - | - | - | - | - | - | - | - | - | - | -
VIC1 | CCGT | bar: 2023-24 to 2049-50
VIC1 | Gas - Steam | 0.386% | 0.4186% | 1.608% | 3.681% | 2.552% | 5.597% | 4.39% | 24.06% | 9.346% | 24.4% | 16.03% | 20.12% | 18.29% | 21.68% | 23.69% | 24.81% | - | - | - | - | - | - | - | - | - | - | -
VIC1 | OCGT / Diesel | 0.1382% | 0.09604% | 0.2352% | 0.8658% | 0.52% | 0.9248% | 0.5752% | 2.602% | 0.8915% | 4.361% | 3.169% | 8.389% | 3.56% | 4.536% | 6.904% | 5.998% | 16.01% | 11.77% | 7.844% | 9.36% | 15.45% | 7.772% | 8.336% | 10.32% | 8.159% | 12.63% | 11.21%
VIC1 | Hydro | 13.86% | 16.82% | 17.37% | 16.47% | 13.77% | 20.67% | 17.23% | 14.9% | 14.89% | 13.58% | 16.57% | 17.15% | 16.33% | 13.67% | 20.58% | 17.22% | 14.91% | 14.91% | 13.58% | 16.57% | 17.2% | 16.34% | 13.7% | 20.59% | 20.62% | 20.6% | 20.54%
VIC1 | Hydrogen Turbine | bar: 2023-24 to 2049-50
VIC1 | Wind | 28.18% | 29.27% | 30.09% | 31.47% | 34.74% | 32.51% | 33.8% | 31.97% | 35.78% | 32.54% | 33.26% | 32.7% | 33.82% | 34.8% | 32.11% | 34.47% | 32.46% | 36% | 32.22% | 32.9% | 32.44% | 34.04% | 35.4% | 33.07% | 35.79% | 33.71% | 37.62%
VIC1 | Solar PV | 23.28% | 19.95% | 20.11% | 20.37% | 20.03% | 19.87% | 19.54% | 18.98% | 18.86% | 21.73% | 20.66% | 19.87% | 20.74% | 20.96% | 18.89% | 18.88% | 18.85% | 17.85% | 19.05% | 18.02% | 17.2% | 18.89% | 18.94% | 16.2% | 16.28% | 17.11% | 15.9%
VIC1 | Grid Battery | 4.879% | 4.528% | 5.309% | 5.221% | 4.99% | 4.776% | 4.769% | 10.81% | 10.31% | 16.18% | 15.28% | 14.38% | 14.28% | 14.42% | 13.48% | 13.67% | 15.73% | 13.5% | 16.51% | 14.99% | 13.62% | 13.15% | 13.67% | 12.57% | 12.45% | 12.33% | 10.78%
VIC1 | Pumped Hydro | - | - | - | - | - | - | - | - | - | - | - | - | - | - | 23.56% | 24.66% | 25.32% | 22.56% | 26.2% | 23.69% | 22.53% | 24.56% | 24.04% | 22.96% | 22.83% | 22.06% | 20.51%
VIC1 | VPP | 8.349% | 7.867% | 9.401% | 8.899% | 8.511% | 7.876% | 7.753% | 7.405% | 7.125% | 6.743% | 6.673% | 6.48% | 6.463% | 6.626% | 6.175% | 6.065% | 6.411% | 5.932% | 6.311% | 5.953% | 5.546% | 5.793% | 6.032% | 5.372% | 5.607% | 5.615% | 5.167%
Region | Technology | 2023-24 | 2024-25 | 2025-26 | 2026-27 | 2027-28 | 2028-29 | 2029-30 | 2030-31 | 2031-32 | 2032-33 | 2033-34 | 2034-35 | 2035-36 | 2036-37 | 2037-38 | 2038-39 | 2039-40 | 2040-41 | 2041-42 | 2042-43 | 2043-44 | 2044-45 | 2045-46 | 2046-47 | 2047-48 | 2048-49 | 2049-50
SA1 | Black Coal | bar: 2023-24 to 2049-50
SA1 | Brown Coal | bar: 2023-24 to 2049-50
SA1 | CCGT | 17.27% | 16.11% | 24.99% | 16.08% | 15.03% | 23.18% | 21.43% | 29.64% | 22.5% | 25.78% | 27.52% | 33.61% | 22.63% | 26.96% | - | - | - | - | - | - | - | - | - | - | - | - | -
SA1 | Gas - Steam | 1.362% | 1.275% | 3.845% | - | - | - | - | - | - | - | - | - | - | - | - | - | - | - | - | - | - | - | - | - | - | - | -
SA1 | OCGT / Diesel | 1.299% | 1.177% | 2.391% | 1.669% | 1.39% | 2.197% | 1.981% | 5.606% | 3.955% | 6.45% | 7.873% | 12.57% | 7.717% | 8.326% | 12.48% | 11.51% | 15.29% | 10.28% | 6.878% | 8.517% | 11.04% | 4.106% | 3.25% | 1.605% | 1.123% | 1.529% | 2.154%
SA1 | Hydro | bar: 2023-24 to 2049-50
SA1 | Hydrogen Turbine | bar: 2023-24 to 2049-50
SA1 | Wind | 32.79% | 32.42% | 31.43% | 34.79% | 34.65% | 33.28% | 33.29% | 31.88% | 34.55% | 32.39% | 33.21% | 30.02% | 34.49% | 35.12% | 32.89% | 33.44% | 31.61% | 33.01% | 31.02% | 31.52% | 29.14% | 32.36% | 32.63% | 30.82% | 31.04% | 29.38% | 30.12%
SA1 | Solar PV | 25.51% | 21.93% | 22.48% | 21.7% | 21.91% | 21.5% | 20.78% | 19.71% | 20.08% | 22.24% | 21.14% | 20.93% | 21.37% | 23.07% | 19.56% | 19.16% | 17.67% | 15.98% | 18.49% | 16.42% | 16.39% | 16.48% | 18.41% | 14.96% | 14.71% | 15.09% | 14.69%
SA1 | Grid Battery | 4.392% | 4.474% | 4.328% | 4.258% | 4.251% | 4.178% | 4.117% | 4.227% | 4.081% | 14.86% | 14.06% | 14.03% | 15.24% | 15.82% | 14.61% | 14.32% | 14.96% | 14.81% | 17.04% | 15.09% | 17.54% | 16.51% | 18.69% | 14.08% | 13.04% | 13.72% | 12.09%
SA1 | Pumped Hydro | bar: 2023-24 to 2049-50
SA1 | VPP | 9.091% | 9.066% | 8.68% | 8.176% | 7.937% | 7.674% | 7.575% | 7.344% | 7.158% | 7.249% | 7.293% | 7.02% | 6.885% | 7.061% | 6.665% | 6.445% | 6.505% | 6.154% | 6.52% | 6.294% | 6.48% | 6.489% | 6.904% | 6.17% | 5.918% | 6.096% | 5.618%
Region | Technology | 2023-24 | 2024-25 | 2025-26 | 2026-27 | 2027-28 | 2028-29 | 2029-30 | 2030-31 | 2031-32 | 2032-33 | 2033-34 | 2034-35 | 2035-36 | 2036-37 | 2037-38 | 2038-39 | 2039-40 | 2040-41 | 2041-42 | 2042-43 | 2043-44 | 2044-45 | 2045-46 | 2046-47 | 2047-48 | 2048-49 | 2049-50
TAS1 | Black Coal | bar: 2023-24 to 2049-50
TAS1 | Brown Coal | bar: 2023-24 to 2049-50
TAS1 | CCGT | bar: 2023-24 to 2049-50
TAS1 | Gas - Steam | bar: 2023-24 to 2049-50
TAS1 | OCGT / Diesel | 3.64e-06% | 7.437e-06% | 7.895e-06% | 0.01236% | 8.645e-06% | 9.198e-06% | 0.06564% | 0.3538% | 0.2107% | 0.9645% | 0.6597% | 2.074% | 0.8079% | 0.7712% | 1.89% | 0.8853% | 3.671% | 1.975% | 2.028% | 2.051% | 2.779% | 0.8729% | 1.166% | 0.5612% | 0.6235% | 2.059% | 1.408%
TAS1 | Hydro | 53.77% | 40.85% | 41.49% | 39.74% | 32.47% | 33.07% | 44.76% | 45.09% | 44.1% | 43.51% | 43.12% | 43.56% | 38.89% | 37.77% | 42.82% | 41.71% | 40.07% | 36.28% | 35.75% | 40.12% | 42.54% | 39.89% | 40.21% | 43.35% | 40.85% | 40.57% | 39.76%
TAS1 | Hydrogen Turbine | bar: 2023-24 to 2049-50
TAS1 | Wind | 37.86% | 44.79% | 47.83% | 48.35% | 51.53% | 48.21% | 47.3% | 46.13% | 50.18% | 48.95% | 46.54% | 47.62% | 48.23% | 50.59% | 48.74% | 47.33% | 45.95% | 49.95% | 48.99% | 47.13% | 48.56% | 50.27% | 51.8% | 49.82% | 48.06% | 47.01% | 50.72%
TAS1 | Solar PV | - | - | - | - | - | - | - | - | - | - | - | - | - | - | 18.08% | 19.08% | 19.42% | 17.63% | 18.98% | 20.72% | 19.52% | 20.82% | 20.22% | 17.49% | 18.23% | 19.01% | 17.52%
TAS1 | Grid Battery | bar: 2023-24 to 2049-50
TAS1 | Pumped Hydro | - | - | - | - | - | - | - | - | 23.1% | 18.9% | 19.61% | 18.92% | 17.85% | 17.7% | 17.84% | 17.83% | 19.93% | 17.59% | 16.95% | 16.3% | 15.74% | 15.1% | 13.92% | 15.03% | 15.39% | 15.14% | 13.36%
TAS1 | VPP | 0.772% | 3.42% | 2.913% | 3.54% | 4.385% | 4.479% | 5.05% | 5.39% | 6.194% | 5.415% | 5.336% | 4.789% | 4.598% | 4.624% | 4.355% | 4.002% | 4.58% | 4.782% | 4.32% | 4.232% | 3.815% | 3.897% | 3.869% | 3.543% | 3.571% | 4.003% | 3.435%
Explicitly modelled pumping
Region | Technology | 2023-24 | 2024-25 | 2025-26 | 2026-27 | 2027-28 | 2028-29 | 2029-30 | 2030-31 | 2031-32 | 2032-33 | 2033-34 | 2034-35 | 2035-36 | 2036-37 | 2037-38 | 2038-39 | 2039-40 | 2040-41 | 2041-42 | 2042-43 | 2043-44 | 2044-45 | 2045-46 | 2046-47 | 2047-48 | 2048-49 | 2049-50
NEM | Grid Battery pump | 5.933% | 5.903% | 9.115% | 13.84% | 18.84% | 21.33% | 21.56% | 23.43% | 22.78% | 24.53% | 23.53% | 22.94% | 22.99% | 23.28% | 21.06% | 21.37% | 23.32% | 22.17% | 24.34% | 23.81% | 22.84% | 22.54% | 23.47% | 19.71% | 19.64% | 20.03% | 19.3%
NEM | Pumped Hydro Pump | 11.2% | 19.48% | 18.33% | 26.97% | 16% | 17.99% | 21.02% | 26.48% | 28.3% | 25.95% | 27.6% | 26.16% | 28.82% | 28.33% | 27.17% | 26.81% | 25.21% | 23.75% | 26.34% | 25.47% | 22.12% | 22.84% | 22.24% | 22.47% | 20.86% | 19.29% | 16.86%
NEM | VPP pump | 9.291% | 9.528% | 10.19% | 9.988% | 9.667% | 9.032% | 8.887% | 8.772% | 8.568% | 8.442% | 8.451% | 8.177% | 8.118% | 8.111% | 7.632% | 7.532% | 7.727% | 7.471% | 7.719% | 7.551% | 7.316% | 7.453% | 7.651% | 7.122% | 7.148% | 7.213% | 7.02%
Region | Technology | 2023-24 | 2024-25 | 2025-26 | 2026-27 | 2027-28 | 2028-29 | 2029-30 | 2030-31 | 2031-32 | 2032-33 | 2033-34 | 2034-35 | 2035-36 | 2036-37 | 2037-38 | 2038-39 | 2039-40 | 2040-41 | 2041-42 | 2042-43 | 2043-44 | 2044-45 | 2045-46 | 2046-47 | 2047-48 | 2048-49 | 2049-50
NSW1 | Grid Battery pump | 5.586% | 6.814% | 14.76% | 28.66% | 29.41% | 26.91% | 27.18% | 29.07% | 27.81% | 28.79% | 26.95% | 25.71% | 26.57% | 26.68% | 25.19% | 24.89% | 25.75% | 24.91% | 27.7% | 24.91% | 22.82% | 24.47% | 25.03% | 21.31% | 20.84% | 21.21% | 21.38%
NSW1 | Pumped Hydro Pump | 9.077% | 17.38% | 20.31% | 30.84% | 14.98% | 18.74% | 21.94% | 27.68% | 29.72% | 27.49% | 29.69% | 27.96% | 31.76% | 31.65% | 31.1% | 27.95% | 23.39% | 20.96% | 25.2% | 24.42% | 19.56% | 20.73% | 21.08% | 24.73% | 20.35% | 16.95% | 14.38%
NSW1 | VPP pump | 7.986% | 9.246% | 10.33% | 10.2% | 9.869% | 9.119% | 8.844% | 8.916% | 8.657% | 8.682% | 8.725% | 8.35% | 8.42% | 8.194% | 7.768% | 7.713% | 7.918% | 7.568% | 7.921% | 7.654% | 7.36% | 7.654% | 7.735% | 7.252% | 7.219% | 7.372% | 7.402%
Region | Technology | 2023-24 | 2024-25 | 2025-26 | 2026-27 | 2027-28 | 2028-29 | 2029-30 | 2030-31 | 2031-32 | 2032-33 | 2033-34 | 2034-35 | 2035-36 | 2036-37 | 2037-38 | 2038-39 | 2039-40 | 2040-41 | 2041-42 | 2042-43 | 2043-44 | 2044-45 | 2045-46 | 2046-47 | 2047-48 | 2048-49 | 2049-50
QLD1 | Grid Battery pump | 7.268% | 7.261% | 7.429% | 7.483% | 7.498% | 25.79% | 25.72% | 27.03% | 26.7% | 28.12% | 26.63% | 26.58% | 26.5% | 26.81% | 23.68% | 24.8% | 25.61% | 26.64% | 26.88% | 27.34% | 25.86% | 25.46% | 25.88% | 22.02% | 22.72% | 22.58% | 22.24%
QLD1 | Pumped Hydro Pump | 15% | 23.25% | 14.72% | 19.89% | 20.77% | 15.38% | 17.75% | 22.25% | 22.56% | 21.23% | 22.04% | 21.44% | 23.75% | 21.61% | 23.62% | 26.31% | 26.67% | 26.01% | 26.81% | 26.06% | 23.27% | 22.7% | 21.28% | 19.46% | 18.9% | 18.64% | 16.04%
QLD1 | VPP pump | 9.731% | 9.618% | 9.737% | 9.943% | 9.548% | 9.031% | 8.913% | 8.919% | 8.761% | 8.724% | 8.759% | 8.595% | 8.409% | 8.41% | 7.9% | 7.822% | 7.886% | 7.961% | 7.98% | 8.118% | 8.07% | 7.922% | 8.086% | 7.863% | 7.804% | 7.784% | 7.745%
Region | Technology | 2023-24 | 2024-25 | 2025-26 | 2026-27 | 2027-28 | 2028-29 | 2029-30 | 2030-31 | 2031-32 | 2032-33 | 2033-34 | 2034-35 | 2035-36 | 2036-37 | 2037-38 | 2038-39 | 2039-40 | 2040-41 | 2041-42 | 2042-43 | 2043-44 | 2044-45 | 2045-46 | 2046-47 | 2047-48 | 2048-49 | 2049-50
VIC1 | Grid Battery pump | 5.795% | 5.408% | 6.319% | 6.198% | 5.958% | 5.668% | 5.695% | 12.96% | 12.41% | 19.51% | 18.41% | 17.29% | 17.18% | 17.37% | 16.24% | 16.5% | 18.91% | 16.34% | 19.82% | 18.15% | 16.32% | 15.85% | 16.56% | 15.06% | 15.09% | 14.77% | 12.99%
VIC1 | Pumped Hydro Pump | - | - | - | - | - | - | - | - | - | - | - | - | - | - | 31% | 32.74% | 33.03% | 29.95% | 34.43% | 31.47% | 29.29% | 32.32% | 32% | 29.85% | 30.35% | 28.72% | 26.98%
VIC1 | VPP pump | 9.795% | 9.282% | 11.07% | 10.46% | 10.04% | 9.246% | 9.134% | 8.701% | 8.403% | 7.93% | 7.846% | 7.628% | 7.594% | 7.796% | 7.265% | 7.158% | 7.522% | 7.001% | 7.402% | 7.025% | 6.504% | 6.816% | 7.12% | 6.298% | 6.62% | 6.584% | 6.078%
Region | Technology | 2023-24 | 2024-25 | 2025-26 | 2026-27 | 2027-28 | 2028-29 | 2029-30 | 2030-31 | 2031-32 | 2032-33 | 2033-34 | 2034-35 | 2035-36 | 2036-37 | 2037-38 | 2038-39 | 2039-40 | 2040-41 | 2041-42 | 2042-43 | 2043-44 | 2044-45 | 2045-46 | 2046-47 | 2047-48 | 2048-49 | 2049-50
SA1 | Grid Battery pump | 5.784% | 5.913% | 5.707% | 5.623% | 5.628% | 5.502% | 5.451% | 5.609% | 5.429% | 18.8% | 17.72% | 17.71% | 19% | 19.71% | 18.21% | 17.91% | 18.58% | 18.29% | 20.8% | 18.52% | 21.37% | 20.14% | 22.86% | 17.1% | 15.99% | 16.65% | 14.75%
SA1 | Pumped Hydro Pump | bar: 2023-24 to 2049-50
SA1 | VPP pump | 10.67% | 10.68% | 10.2% | 9.619% | 9.362% | 9.007% | 8.936% | 8.62% | 8.421% | 8.548% | 8.571% | 8.253% | 8.1% | 8.307% | 7.841% | 7.606% | 7.633% | 7.261% | 7.648% | 7.419% | 7.62% | 7.636% | 8.127% | 7.244% | 6.985% | 7.15% | 6.609%
Region | Technology | 2023-24 | 2024-25 | 2025-26 | 2026-27 | 2027-28 | 2028-29 | 2029-30 | 2030-31 | 2031-32 | 2032-33 | 2033-34 | 2034-35 | 2035-36 | 2036-37 | 2037-38 | 2038-39 | 2039-40 | 2040-41 | 2041-42 | 2042-43 | 2043-44 | 2044-45 | 2045-46 | 2046-47 | 2047-48 | 2048-49 | 2049-50
TAS1 | Grid Battery pump | bar: 2023-24 to 2049-50
TAS1 | Pumped Hydro Pump | - | - | - | - | - | - | - | - | 30.69% | 24.71% | 26.1% | 24.73% | 23.39% | 23.59% | 23.17% | 23.49% | 26.19% | 23.44% | 22.33% | 21.34% | 20.58% | 19.82% | 18.63% | 19.47% | 20.56% | 19.6% | 17.58%
TAS1 | VPP pump | 0.8816% | 4.049% | 3.413% | 4.163% | 5.184% | 5.25% | 5.96% | 6.326% | 7.287% | 6.374% | 6.287% | 5.648% | 5.388% | 5.464% | 5.101% | 4.709% | 5.388% | 5.649% | 5.084% | 4.979% | 4.467% | 4.585% | 4.575% | 4.146% | 4.224% | 4.687% | 4.041%
Non-controllable capacity
Region | Technology | 2023-24 | 2024-25 | 2025-26 | 2026-27 | 2027-28 | 2028-29 | 2029-30 | 2030-31 | 2031-32 | 2032-33 | 2033-34 | 2034-35 | 2035-36 | 2036-37 | 2037-38 | 2038-39 | 2039-40 | 2040-41 | 2041-42 | 2042-43 | 2043-44 | 2044-45 | 2045-46 | 2046-47 | 2047-48 | 2048-49 | 2049-50
NEM | Distributed PV | 14.23% | 13.97% | 13.66% | 14.76% | 14.89% | 13.44% | 14.16% | 14.79% | 15.16% | 15.21% | 14.84% | 14.44% | 15.53% | 15.58% | 13.97% | 14.7% | 15.35% | 15.67% | 15.69% | 15.31% | 14.87% | 15.93% | 15.94% | 14.29% | 15.04% | 15.67% | 15.97%
NEM | Behind the meter battery | 4.897% | 4.862% | 4.791% | 4.705% | 4.639% | 4.529% | 4.488% | 4.437% | 4.376% | 4.329% | 4.385% | 4.417% | 4.433% | 4.398% | 4.361% | 4.299% | 4.266% | 4.207% | 4.151% | 4.111% | 4.152% | 4.184% | 4.217% | 4.239% | 4.261% | 4.237% | 4.213%
NEM | Behind the meter battery pump | 5.764% | 5.722% | 5.638% | 5.537% | 5.461% | 5.329% | 5.283% | 5.222% | 5.15% | 5.095% | 5.16% | 5.199% | 5.218% | 5.177% | 5.133% | 5.06% | 5.021% | 4.95% | 4.886% | 4.838% | 4.886% | 4.925% | 4.963% | 4.99% | 5.016% | 4.988% | 4.958%
Region | Technology | 2023-24 | 2024-25 | 2025-26 | 2026-27 | 2027-28 | 2028-29 | 2029-30 | 2030-31 | 2031-32 | 2032-33 | 2033-34 | 2034-35 | 2035-36 | 2036-37 | 2037-38 | 2038-39 | 2039-40 | 2040-41 | 2041-42 | 2042-43 | 2043-44 | 2044-45 | 2045-46 | 2046-47 | 2047-48 | 2048-49 | 2049-50
NSW1 | Distributed PV | 13.95% | 13.97% | 13.61% | 15.11% | 14.98% | 13.37% | 13.79% | 14.67% | 15.35% | 14.94% | 14.77% | 14.29% | 15.76% | 15.56% | 13.87% | 14.28% | 15.19% | 15.83% | 15.4% | 15.21% | 14.69% | 16.12% | 15.89% | 14.16% | 14.59% | 15.47% | 16.09%
NSW1 | Behind the meter battery | 4.884% | 4.831% | 4.757% | 4.683% | 4.62% | 4.52% | 4.491% | 4.444% | 4.405% | 4.375% | 4.441% | 4.454% | 4.456% | 4.412% | 4.358% | 4.289% | 4.257% | 4.188% | 4.148% | 4.121% | 4.175% | 4.211% | 4.237% | 4.254% | 4.256% | 4.24% | 4.206%
NSW1 | Behind the meter battery pump | 5.747% | 5.687% | 5.598% | 5.511% | 5.44% | 5.32% | 5.287% | 5.232% | 5.182% | 5.148% | 5.225% | 5.24% | 5.245% | 5.193% | 5.129% | 5.046% | 5.012% | 4.928% | 4.883% | 4.849% | 4.911% | 4.959% | 4.986% | 5.008% | 5.011% | 4.991% | 4.951%
Region | Technology | 2023-24 | 2024-25 | 2025-26 | 2026-27 | 2027-28 | 2028-29 | 2029-30 | 2030-31 | 2031-32 | 2032-33 | 2033-34 | 2034-35 | 2035-36 | 2036-37 | 2037-38 | 2038-39 | 2039-40 | 2040-41 | 2041-42 | 2042-43 | 2043-44 | 2044-45 | 2045-46 | 2046-47 | 2047-48 | 2048-49 | 2049-50
QLD1 | Distributed PV | 15.03% | 14.46% | 14.67% | 15.73% | 15.87% | 13.4% | 14.58% | 15.12% | 16% | 15.82% | 15.21% | 15.39% | 16.39% | 16.42% | 13.85% | 15.06% | 15.64% | 16.42% | 16.23% | 15.62% | 15.79% | 16.72% | 16.74% | 14.11% | 15.37% | 15.91% | 16.71%
QLD1 | Behind the meter battery | 4.94% | 4.904% | 4.833% | 4.738% | 4.663% | 4.563% | 4.529% | 4.478% | 4.408% | 4.348% | 4.393% | 4.421% | 4.437% | 4.396% | 4.354% | 4.3% | 4.282% | 4.232% | 4.163% | 4.125% | 4.169% | 4.194% | 4.229% | 4.244% | 4.261% | 4.245% | 4.236%
QLD1 | Behind the meter battery pump | 5.815% | 5.773% | 5.687% | 5.578% | 5.487% | 5.368% | 5.33% | 5.269% | 5.189% | 5.118% | 5.17% | 5.205% | 5.223% | 5.176% | 5.124% | 5.063% | 5.038% | 4.98% | 4.9% | 4.855% | 4.906% | 4.935% | 4.976% | 4.996% | 5.017% | 4.999% | 4.984%
Region | Technology | 2023-24 | 2024-25 | 2025-26 | 2026-27 | 2027-28 | 2028-29 | 2029-30 | 2030-31 | 2031-32 | 2032-33 | 2033-34 | 2034-35 | 2035-36 | 2036-37 | 2037-38 | 2038-39 | 2039-40 | 2040-41 | 2041-42 | 2042-43 | 2043-44 | 2044-45 | 2045-46 | 2046-47 | 2047-48 | 2048-49 | 2049-50
VIC1 | Distributed PV | 13.3% | 13.06% | 12.42% | 13.32% | 13.59% | 13.11% | 13.75% | 14.34% | 13.9% | 14.65% | 14.31% | 13.53% | 14.42% | 14.65% | 13.83% | 14.47% | 15.09% | 14.55% | 15.26% | 14.92% | 14.07% | 14.95% | 15.11% | 14.28% | 14.94% | 15.54% | 14.95%
VIC1 | Behind the meter battery | 4.922% | 4.924% | 4.853% | 4.759% | 4.698% | 4.556% | 4.474% | 4.403% | 4.302% | 4.208% | 4.268% | 4.344% | 4.395% | 4.391% | 4.402% | 4.332% | 4.283% | 4.218% | 4.147% | 4.064% | 4.079% | 4.124% | 4.164% | 4.22% | 4.277% | 4.242% | 4.209%
VIC1 | Behind the meter battery pump | 5.794% | 5.795% | 5.709% | 5.602% | 5.531% | 5.362% | 5.266% | 5.18% | 5.063% | 4.951% | 5.023% | 5.115% | 5.172% | 5.166% | 5.183% | 5.097% | 5.041% | 4.963% | 4.88% | 4.783% | 4.802% | 4.853% | 4.9% | 4.969% | 5.033% | 4.993% | 4.954%
Region | Technology | 2023-24 | 2024-25 | 2025-26 | 2026-27 | 2027-28 | 2028-29 | 2029-30 | 2030-31 | 2031-32 | 2032-33 | 2033-34 | 2034-35 | 2035-36 | 2036-37 | 2037-38 | 2038-39 | 2039-40 | 2040-41 | 2041-42 | 2042-43 | 2043-44 | 2044-45 | 2045-46 | 2046-47 | 2047-48 | 2048-49 | 2049-50
SA1 | Distributed PV | 15.11% | 14.83% | 14.15% | 14.8% | 15.36% | 14.69% | 15.37% | 15.62% | 15.63% | 16.06% | 15.54% | 14.77% | 15.4% | 15.93% | 15.16% | 15.87% | 16.14% | 16.14% | 16.55% | 16% | 15.2% | 15.81% | 16.3% | 15.49% | 16.24% | 16.49% | 16.45%
SA1 | Behind the meter battery | 4.815% | 4.725% | 4.641% | 4.542% | 4.474% | 4.387% | 4.404% | 4.389% | 4.377% | 4.405% | 4.448% | 4.451% | 4.434% | 4.377% | 4.295% | 4.252% | 4.207% | 4.164% | 4.135% | 4.149% | 4.202% | 4.208% | 4.244% | 4.225% | 4.248% | 4.192% | 4.182%
SA1 | Behind the meter battery pump | 5.667% | 5.562% | 5.46% | 5.346% | 5.265% | 5.161% | 5.184% | 5.165% | 5.152% | 5.183% | 5.234% | 5.238% | 5.218% | 5.153% | 5.054% | 5.004% | 4.953% | 4.903% | 4.87% | 4.885% | 4.947% | 4.956% | 4.995% | 4.971% | 4.998% | 4.935% | 4.924%
Region | Technology | 2023-24 | 2024-25 | 2025-26 | 2026-27 | 2027-28 | 2028-29 | 2029-30 | 2030-31 | 2031-32 | 2032-33 | 2033-34 | 2034-35 | 2035-36 | 2036-37 | 2037-38 | 2038-39 | 2039-40 | 2040-41 | 2041-42 | 2042-43 | 2043-44 | 2044-45 | 2045-46 | 2046-47 | 2047-48 | 2048-49 | 2049-50
TAS1 | Distributed PV | 12.03% | 12.09% | 11.56% | 12.4% | 12.42% | 12.16% | 12.24% | 12.52% | 12.4% | 12.76% | 12.71% | 12.11% | 12.89% | 12.83% | 12.48% | 12.53% | 12.81% | 12.66% | 12.97% | 12.94% | 12.31% | 13.07% | 12.97% | 12.63% | 12.69% | 12.99% | 12.77%
TAS1 | Behind the meter battery | 4.891% | 4.832% | 4.753% | 4.664% | 4.597% | 4.506% | 4.479% | 4.427% | 4.378% | 4.382% | 4.417% | 4.439% | 4.429% | 4.4% | 4.347% | 4.292% | 4.268% | 4.207% | 4.152% | 4.139% | 4.176% | 4.183% | 4.231% | 4.218% | 4.232% | 4.231% | 4.186%
TAS1 | Behind the meter battery pump | 5.757% | 5.685% | 5.596% | 5.489% | 5.412% | 5.302% | 5.27% | 5.211% | 5.154% | 5.156% | 5.198% | 5.224% | 5.215% | 5.178% | 5.116% | 5.054% | 5.023% | 4.952% | 4.886% | 4.87% | 4.914% | 4.925% | 4.979% | 4.967% | 4.983% | 4.979% | 4.926%

## BaseCase_Generation
Annual sent-out generation by technology (GWh) - BaseCase, Step Change Scenario
Explicitly modelled generation
Region | Technology | 2023-24 | 2024-25 | 2025-26 | 2026-27 | 2027-28 | 2028-29 | 2029-30 | 2030-31 | 2031-32 | 2032-33 | 2033-34 | 2034-35 | 2035-36 | 2036-37 | 2037-38 | 2038-39 | 2039-40 | 2040-41 | 2041-42 | 2042-43 | 2043-44 | 2044-45 | 2045-46 | 2046-47 | 2047-48 | 2048-49 | 2049-50
NEM | Black Coal | 85015.7564 | 74368.6937 | 72682.1965 | 67458.1344 | 53611.5687 | 44867.0358 | 40568.768 | 29625.7886 | 28726.3739 | 25600.9868 | 16546.5128 | 16427.8489 | 14374.0483 | 14070.0545 | 14760.5839 | 14039.2131 | 4064.5736 | 1582.5226 | 1574.8818 | 0 | 0 | 0 | 0 | 0 | 0 | 0 | 0
NEM | Brown Coal | 29027.2646 | 25374.6742 | 23701.1032 | 18483.7673 | 18860.0369 | 15866.9125 | 10025.4187 | 6501.5405 | 5193.449 | 0 | 0 | 0 | 0 | 0 | 0 | 0 | 0 | 0 | 0 | 0 | 0 | 0 | 0 | 0 | 0 | 0 | 0
NEM | CCGT | 2107.8086 | 1607.5914 | 3136.7725 | 3910.2375 | 4141.5695 | 4783.062 | 5507.3291 | 6285.2086 | 5721.2162 | 5606.2816 | 7640.5504 | 8716.5113 | 6606.4686 | 6043.8895 | 4694.9778 | 4978.001 | 4425.0911 | 3836.4568 | 3137.3757 | 3627.2955 | 2889.1266 | 2242.9349 | 1307.9413 | 972.8204 | 953.4886 | 932.9714 | 960.8125
NEM | Gas - Steam | 112.3532 | 107.7046 | 339.9228 | 161.207 | 111.7861 | 245.1306 | 192.2865 | 1053.7151 | 409.3332 | 1068.6198 | 701.9068 | 881.2325 | 800.9842 | 949.4814 | 1037.6267 | 1086.805 | 0 | 0 | 0 | 0 | 0 | 0 | 0 | 0 | 0 | 0 | 0
NEM | OCGT / Diesel | 200.1679 | 171.8348 | 383.5949 | 410.0183 | 316.718 | 457.7753 | 358.4941 | 1473.7925 | 924.1483 | 1768.7436 | 2530.4983 | 4600.5736 | 2997.483 | 4067.0703 | 4100.2003 | 3911.5645 | 8094.2805 | 6830.9284 | 4011.8663 | 4691.377 | 8956.8686 | 5743.961 | 7174.2366 | 9078.7229 | 5693.2677 | 9458.6438 | 8330.169
NEM | Hydro | 17531.8383 | 16045.0155 | 16449.9217 | 15865.4171 | 13236.2491 | 15860.1056 | 17179.6485 | 16830.0159 | 16517.379 | 15804.0936 | 16836.8838 | 17190.1165 | 15751.7256 | 14521.8391 | 17649.6112 | 16085.8551 | 14799.4211 | 13946.8031 | 13438.7288 | 15162.7446 | 15932.0846 | 14918.579 | 14098.4401 | 17369.3338 | 16728.17 | 16572.6163 | 16299.865
NEM | Hydrogen Turbine | 0 | 0 | 0 | 0 | 0 | 0 | 0 | 0 | 0 | 0 | 0 | 0 | 0 | 0 | 0 | 0 | 0 | 0 | 0 | 0 | 0 | 0 | 0 | 0 | 0 | 0 | 0
NEM | Wind | 28827.3964 | 46829.9941 | 47890.1156 | 56772.6106 | 74845.8407 | 88853.9518 | 93781.8219 | 101760.5871 | 109002.6039 | 113708.3181 | 121238.5491 | 119518.381 | 127684.5471 | 133298.9992 | 142443.1121 | 140368.7925 | 136896.3151 | 138196.8773 | 136812.7646 | 144451.8084 | 145174.7021 | 147068.8747 | 149978.4741 | 171303.2141 | 176874.6946 | 176334.6352 | 178163.0609
NEM | Solar PV | 20913.1849 | 19294.6375 | 22131.1633 | 23283.0263 | 23061.9065 | 22848.2385 | 25809.8024 | 31485.8174 | 33058.3801 | 39367.0432 | 43613.7313 | 46519.3588 | 47767.077 | 47742.5319 | 50086.3094 | 55743.5372 | 76852.8882 | 85186.969 | 97564.0919 | 113234.5804 | 116798.1194 | 117008.2473 | 120702.3242 | 113437.8227 | 115373.0955 | 127794.242 | 130132.2986
NEM | Grid Battery | 419.2245 | 415.3309 | 920.8591 | 1395.6608 | 2748.6682 | 5082.3456 | 5243.0679 | 6335.4965 | 6277.9124 | 11093.8763 | 11838.1281 | 11498.261 | 12360.2788 | 12421.7782 | 11787.3416 | 11983.7934 | 18351.693 | 19981.2589 | 25719.7576 | 31053.7493 | 30930.9032 | 32059.2822 | 32598.691 | 28342.6166 | 27293.3777 | 32148.4067 | 30861.618
NEM | Pumped Hydro | 541.359 | 893.1983 | 1749.5304 | 2589.9106 | 3088.0326 | 4591.8125 | 4925.4844 | 6592.8966 | 7299.0773 | 7325.6957 | 7967.097 | 7868.1051 | 8867.4503 | 8668.2526 | 11696.6742 | 11416.1001 | 12056.8626 | 11556.9468 | 13774.789 | 13318.848 | 12044.4206 | 12786.5122 | 12203.8601 | 13887.7892 | 12611.0872 | 12042.5508 | 10534.5066
NEM | VPP | 221.1368 | 441.5013 | 785.1489 | 1145.4216 | 1540.6172 | 1889.9908 | 2525.421 | 3054.9832 | 3512.9699 | 4090.7726 | 4844.1429 | 5481.6679 | 6254.9178 | 7077.0198 | 7404.0016 | 8049.8916 | 8832.6745 | 8996.6873 | 9778.1362 | 9970.9774 | 10092.7676 | 10715.3266 | 11427.6428 | 11101.0682 | 11537.0856 | 12142.4916 | 12233.9528
Total excluding storage |  | 184917.4905 | 185550.1764 | 190170.3289 | 191475.4115 | 195562.9935 | 205346.3608 | 206117.5426 | 210999.8419 | 216642.8432 | 225434.4311 | 233758.0004 | 238702.0565 | 243464.9807 | 248860.9165 | 265660.4388 | 267663.5536 | 284373.7998 | 290115.4501 | 305812.3919 | 335511.3804 | 342818.9928 | 342543.7179 | 349491.6101 | 365493.3879 | 367064.2669 | 387426.5578 | 387516.2833
Region | Technology | 2023-24 | 2024-25 | 2025-26 | 2026-27 | 2027-28 | 2028-29 | 2029-30 | 2030-31 | 2031-32 | 2032-33 | 2033-34 | 2034-35 | 2035-36 | 2036-37 | 2037-38 | 2038-39 | 2039-40 | 2040-41 | 2041-42 | 2042-43 | 2043-44 | 2044-45 | 2045-46 | 2046-47 | 2047-48 | 2048-49 | 2049-50
NSW1 | Black Coal | 42252.1144 | 35176.9995 | 32372.3387 | 30629.2709 | 21165.9382 | 19445.7327 | 16193.4314 | 13096.1852 | 13054.8093 | 13338.0224 | 7405.8795 | 7588.0859 | 6686.6494 | 5947.1269 | 6649.2133 | 6675.8616 | 0 | 0 | 0 | 0 | 0 | 0 | 0 | 0 | 0 | 0 | 0
NSW1 | Brown Coal | 0 | 0 | 0 | 0 | 0 | 0 | 0 | 0 | 0 | 0 | 0 | 0 | 0 | 0 | 0 | 0 | 0 | 0 | 0 | 0 | 0 | 0 | 0 | 0 | 0 | 0 | 0
NSW1 | CCGT | 13.66 | 6.1855 | 303.3669 | 653.6919 | 781.4064 | 666.3818 | 1106.057 | 1070.0939 | 970.1269 | 824.2126 | 1408.0125 | 1661.4102 | 1063.4427 | 1125.4482 | 1217.2186 | 1393.2166 | 1361.4102 | 1112.8037 | 918.2335 | 1107.6858 | 0 | 0 | 0 | 0 | 0 | 0 | 0
NSW1 | Gas - Steam | 0 | 0 | 0 | 0 | 0 | 0 | 0 | 0 | 0 | 0 | 0 | 0 | 0 | 0 | 0 | 0 | 0 | 0 | 0 | 0 | 0 | 0 | 0 | 0 | 0 | 0 | 0
NSW1 | OCGT / Diesel | 8.5532 | 5.2778 | 35.829 | 33.7649 | 27.7153 | 5.4415 | 1.815 | 138.6417 | 26.451 | 153.0391 | 326.5434 | 1124.1746 | 464.7404 | 1023.3359 | 519.4594 | 873.183 | 2123.8312 | 2389.7279 | 1119.546 | 1107.8497 | 2376.187 | 1076.0017 | 1734.3727 | 1773.6431 | 1446.7857 | 1477.9301 | 1699.8062
NSW1 | Hydro | 2040.4662 | 2854.0977 | 2988.1073 | 3002.9207 | 2520.7775 | 3629.9366 | 3025.8171 | 3072.244 | 2988.4687 | 2662.4364 | 3193.3433 | 3340.8317 | 3114.8332 | 2680.902 | 3786.4259 | 3142.8174 | 2726.1848 | 2730.7036 | 2611.1542 | 2909.8887 | 3013.4931 | 2764.2129 | 2394.9825 | 3598.8218 | 3510.2918 | 3420.9751 | 3340.5255
NSW1 | Hydrogen Turbine | 0 | 0 | 0 | 0 | 0 | 0 | 0 | 0 | 0 | 0 | 0 | 0 | 0 | 0 | 0 | 0 | 0 | 0 | 0 | 0 | 0 | 0 | 0 | 0 | 0 | 0 | 0
NSW1 | Wind | 5987.2185 | 13861.0989 | 14070.0848 | 17346.5029 | 28121.9751 | 30746.3705 | 29865.039 | 31245.9418 | 31087.3356 | 33092.6086 | 34378.624 | 34407.9468 | 40671.1111 | 42486.8921 | 44712.2147 | 41763.7486 | 41737.7361 | 40405.052 | 41582.2932 | 44394.299 | 46248.4998 | 47976.8486 | 48739.7044 | 52847.7671 | 53234.0617 | 51930.3453 | 48807.0124
NSW1 | Solar PV | 8823.8929 | 8284.5326 | 10342.6958 | 11412.8595 | 11498.0688 | 11757.7601 | 13918.2645 | 18195.7225 | 18157.9201 | 18316.3938 | 19502.7421 | 19001.8826 | 20047.1392 | 19954.2739 | 20891.5393 | 22358.0503 | 27922.2854 | 28592.0825 | 32387.4649 | 31902.9622 | 31553.907 | 32645.16 | 32898.3012 | 33066.5902 | 32880.4997 | 36542.3643 | 38403.9746
NSW1 | Grid Battery | 20.6253 | 25.0695 | 509.956 | 989.8905 | 2350.8398 | 2943.6425 | 3112.0863 | 3335.795 | 3181.8122 | 3837.0388 | 3588.3989 | 3421.3173 | 3541.3028 | 3455.2559 | 3249.9026 | 3223.224 | 5930.4584 | 5706.8777 | 7099.4635 | 6714.2779 | 6142.4305 | 7219.0083 | 6592.8808 | 6621.6654 | 5492.998 | 7520.2996 | 7455.2925
NSW1 | Pumped Hydro | 110.5804 | 219.9525 | 1081.4403 | 1681.5126 | 2142.9106 | 3639.7117 | 3831.6611 | 5221.2327 | 5311.4311 | 5083.3815 | 5401.4531 | 5381.9539 | 5925.0344 | 5902.7598 | 5945.1095 | 5068.3189 | 4408.0325 | 3854.5161 | 4719.5594 | 4383.7063 | 3823.4796 | 3867.8173 | 3826.8784 | 4820.6969 | 3763.1346 | 3407.2046 | 2802.7494
NSW1 | VPP | 57.9837 | 133.4093 | 247.2728 | 362.3492 | 487.7446 | 600.5276 | 805.7932 | 1001.4438 | 1168.9966 | 1411.5353 | 1700.6735 | 1919.4116 | 2235.4363 | 2470.7486 | 2599.7389 | 2848.2731 | 3125.4932 | 3139.6727 | 3454.9841 | 3481.7113 | 3491.7497 | 3787.7087 | 3974.9529 | 3892.5856 | 4006.8386 | 4274.6539 | 4437.0448
Total excluding storage |  | 59315.0946 | 60566.6233 | 61951.0916 | 66112.7632 | 69097.3764 | 73435.505 | 71859.9647 | 76377.3006 | 75947.3513 | 78718.6685 | 76905.6702 | 77847.0147 | 83749.6895 | 85046.7434 | 89570.8221 | 87346.6936 | 89335.4318 | 87931.4361 | 93892.6988 | 96002.3809 | 96649.7467 | 99336.7575 | 100162.0728 | 106621.7701 | 104334.6101 | 108573.773 | 106946.4054
Region | Technology | 2023-24 | 2024-25 | 2025-26 | 2026-27 | 2027-28 | 2028-29 | 2029-30 | 2030-31 | 2031-32 | 2032-33 | 2033-34 | 2034-35 | 2035-36 | 2036-37 | 2037-38 | 2038-39 | 2039-40 | 2040-41 | 2041-42 | 2042-43 | 2043-44 | 2044-45 | 2045-46 | 2046-47 | 2047-48 | 2048-49 | 2049-50
QLD1 | Black Coal | 42763.642 | 39191.6942 | 40309.8578 | 36828.8635 | 32445.6305 | 25421.3031 | 24375.3366 | 16529.6034 | 15671.5646 | 12262.9644 | 9140.6333 | 8839.763 | 7687.3989 | 8122.9276 | 8111.3706 | 7363.3515 | 4064.5736 | 1582.5226 | 1574.8818 | 0 | 0 | 0 | 0 | 0 | 0 | 0 | 0
QLD1 | Brown Coal | 0 | 0 | 0 | 0 | 0 | 0 | 0 | 0 | 0 | 0 | 0 | 0 | 0 | 0 | 0 | 0 | 0 | 0 | 0 | 0 | 0 | 0 | 0 | 0 | 0 | 0 | 0
QLD1 | CCGT | 1021.6978 | 854.9062 | 1675.5796 | 2511.2772 | 2663.6878 | 3042.3469 | 3408.3931 | 3841.618 | 3708.3415 | 3587.4047 | 4957.4072 | 5497.4581 | 4494.12 | 3669.1148 | 3477.7592 | 3584.7844 | 3063.6809 | 2723.6531 | 2219.1423 | 2519.6097 | 2889.1266 | 2242.9349 | 1307.9413 | 972.8204 | 953.4886 | 932.9714 | 960.8125
QLD1 | Gas - Steam | 0 | 0 | 0 | 0 | 0 | 0 | 0 | 0 | 0 | 0 | 0 | 0 | 0 | 0 | 0 | 0 | 0 | 0 | 0 | 0 | 0 | 0 | 0 | 0 | 0 | 0 | 0
QLD1 | OCGT / Diesel | 2.4406 | 0.00026285 | 2.6675 | 18.4507 | 24.5598 | 17.3076 | 6.457 | 367.1295 | 372.4623 | 422.1402 | 1160.8375 | 1290.7203 | 1197.3474 | 1441.4998 | 1142.922 | 890.3957 | 1809.3295 | 1473.0158 | 700.7766 | 1027.6251 | 1354.6217 | 920.2079 | 1470.6297 | 2527.8489 | 888.9055 | 2785.1373 | 1995.0469
QLD1 | Hydro | 726.8586 | 727.4463 | 745.4883 | 714.6188 | 728.4884 | 741.0268 | 735.0409 | 725.7981 | 721.1145 | 725.626 | 721.4664 | 712.8589 | 705.9754 | 690.0731 | 211.9169 | 207.5693 | 162.1589 | 151.0362 | 146.025 | 0 | 0 | 0 | 0 | 0 | 0 | 0 | 0
QLD1 | Hydrogen Turbine | 0 | 0 | 0 | 0 | 0 | 0 | 0 | 0 | 0 | 0 | 0 | 0 | 0 | 0 | 0 | 0 | 0 | 0 | 0 | 0 | 0 | 0 | 0 | 0 | 0 | 0 | 0
QLD1 | Wind | 4044.6217 | 7830.5674 | 8269.6697 | 9961.0597 | 14347.7303 | 23841.3101 | 23603.2358 | 28981.0475 | 28447.0042 | 32278.8211 | 33315.0788 | 33106.4364 | 32585.2711 | 34661.0603 | 40941.6827 | 40502.0986 | 40006.0619 | 38433.3627 | 40328.3184 | 41388.8822 | 42738.5483 | 40512.9277 | 42677.4419 | 53616.911 | 53617.8085 | 55960.6147 | 54011.8318
QLD1 | Solar PV | 8590.1409 | 8007.6466 | 8743.9385 | 8839.7383 | 8555.3358 | 8118.0686 | 8986.546 | 10491.9748 | 12106.1315 | 13386.2608 | 16824.9189 | 18219.0918 | 18099.4573 | 17792.5959 | 19426.9046 | 22325.7191 | 34113.8398 | 38203.72 | 39730.0574 | 55800.1626 | 54259.2056 | 51933.5997 | 52645.4366 | 50703.4769 | 53046.8386 | 60073.7787 | 62303.4744
QLD1 | Grid Battery | 53.6314 | 53.4261 | 54.5183 | 55.2127 | 55.1722 | 1806.1358 | 1801.2299 | 2293.1627 | 2420.397 | 3550.6951 | 4820.981 | 4807.0119 | 4806.5439 | 4861.3092 | 4274.3657 | 4500.2574 | 7354.029 | 7661.7198 | 9648.5646 | 16301.8685 | 15439.0433 | 15191.6266 | 15458.4886 | 13108.5521 | 13590.2114 | 16212.5973 | 16005.8126
QLD1 | Pumped Hydro | 430.7786 | 673.2458 | 668.0878 | 908.3944 | 945.1181 | 952.0968 | 1093.8184 | 1370.8449 | 1384.4794 | 1313.8051 | 1602.1365 | 1556.4107 | 1727.7093 | 1561.001 | 4470.6851 | 5064.671 | 6220.7046 | 5979.0774 | 6261.2879 | 6055.1025 | 5464.4932 | 5278.8529 | 4886.7895 | 5587.4492 | 5351.4178 | 5233.842 | 4629.5746
QLD1 | VPP | 51.3309 | 108.846 | 192.992 | 301.5294 | 407.6402 | 521.122 | 722.7183 | 902.9806 | 1046.7996 | 1237.8337 | 1470.3192 | 1688.3336 | 1901.4015 | 2156.0361 | 2245.094 | 2460.7388 | 2643.104 | 2811.5098 | 2948.7405 | 3132.0576 | 3244.6882 | 3316.645 | 3519.4954 | 3550.626 | 3663.2551 | 3785.3098 | 3906.7434
Total excluding storage |  | 57685.1426 | 57447.7789 | 60662.7994 | 60139.1447 | 60173.3631 | 64460.7176 | 64732.776 | 65504.1595 | 65878.2946 | 68765.551 | 74013.7788 | 75718.0848 | 73205.2248 | 74955.6177 | 84302.7007 | 86899.5857 | 99437.4822 | 99019.6176 | 103557.7944 | 126225.3081 | 125389.7268 | 119396.7948 | 121966.2229 | 130067.6845 | 131111.9255 | 144984.2513 | 143813.2963
Region | Technology | 2023-24 | 2024-25 | 2025-26 | 2026-27 | 2027-28 | 2028-29 | 2029-30 | 2030-31 | 2031-32 | 2032-33 | 2033-34 | 2034-35 | 2035-36 | 2036-37 | 2037-38 | 2038-39 | 2039-40 | 2040-41 | 2041-42 | 2042-43 | 2043-44 | 2044-45 | 2045-46 | 2046-47 | 2047-48 | 2048-49 | 2049-50
VIC1 | Black Coal | 0 | 0 | 0 | 0 | 0 | 0 | 0 | 0 | 0 | 0 | 0 | 0 | 0 | 0 | 0 | 0 | 0 | 0 | 0 | 0 | 0 | 0 | 0 | 0 | 0 | 0 | 0
VIC1 | Brown Coal | 29027.2646 | 25374.6742 | 23701.1032 | 18483.7673 | 18860.0369 | 15866.9125 | 10025.4187 | 6501.5405 | 5193.449 | 0 | 0 | 0 | 0 | 0 | 0 | 0 | 0 | 0 | 0 | 0 | 0 | 0 | 0 | 0 | 0 | 0 | 0
VIC1 | CCGT | 0 | 0 | 0 | 0 | 0 | 0 | 0 | 0 | 0 | 0 | 0 | 0 | 0 | 0 | 0 | 0 | 0 | 0 | 0 | 0 | 0 | 0 | 0 | 0 | 0 | 0 | 0
VIC1 | Gas - Steam | 16.9069 | 18.3353 | 70.4323 | 161.207 | 111.7861 | 245.1306 | 192.2865 | 1053.7151 | 409.3332 | 1068.6198 | 701.9068 | 881.2325 | 800.9842 | 949.4814 | 1037.6267 | 1086.805 | 0 | 0 | 0 | 0 | 0 | 0 | 0 | 0 | 0 | 0 | 0
VIC1 | OCGT / Diesel | 22.9955 | 15.9851 | 39.1546 | 144.1047 | 86.5483 | 153.9165 | 95.7443 | 433.0174 | 148.3805 | 725.7824 | 480.2166 | 1271.3455 | 835.215 | 1064.1333 | 1619.6429 | 1407.012 | 3137.9352 | 2308.39 | 1746.6734 | 2007.3104 | 4514.4524 | 3559.4088 | 3817.7332 | 4724.1494 | 3319.2474 | 5137.2412 | 4560.7321
VIC1 | Hydro | 2748.3491 | 3335.7717 | 3444.65 | 3267.1813 | 2730.9652 | 4099.1607 | 3416.6323 | 2955.5287 | 2952.9438 | 2694.0618 | 3285.3803 | 3402.2727 | 3239.4167 | 2710.9716 | 4081.5495 | 3415.1992 | 2957.2079 | 2957.6274 | 2692.517 | 3287.2612 | 3411.858 | 3241.0638 | 2717.2208 | 4083.2237 | 4089.4586 | 4085.321 | 4074.3019
VIC1 | Hydrogen Turbine | 0 | 0 | 0 | 0 | 0 | 0 | 0 | 0 | 0 | 0 | 0 | 0 | 0 | 0 | 0 | 0 | 0 | 0 | 0 | 0 | 0 | 0 | 0 | 0 | 0 | 0 | 0
VIC1 | Wind | 10176.7671 | 12859.4146 | 13219.1495 | 15074.2286 | 16640.138 | 15996.6523 | 20148.5894 | 21980.9507 | 24600.9933 | 23616.0361 | 29283.4805 | 28558.8421 | 29541.298 | 30914.1025 | 29986.659 | 31262.6523 | 29642.1988 | 32243.0581 | 28858.8045 | 31279.7855 | 29924.0415 | 30470.2404 | 30466.1297 | 33528.0608 | 37429.1801 | 35836.0978 | 40232.8642
VIC1 | Solar PV | 2205.8587 | 1890.6232 | 1904.9499 | 1930.1913 | 1897.9866 | 1882.3269 | 1851.4783 | 1798.7281 | 1787.2669 | 4997.3394 | 4750.713 | 5603.8624 | 5847.9551 | 5922.336 | 5522.8308 | 6660.1419 | 10053.6842 | 10147.6416 | 14703.1078 | 14906.6393 | 15607.7562 | 16989.7341 | 18046.2312 | 15678.0281 | 15754.5772 | 16570.0344 | 15341.3118
VIC1 | Grid Battery | 160.426 | 148.863 | 174.5536 | 171.6526 | 164.0658 | 157.0408 | 156.788 | 540.0557 | 514.9758 | 2334.7284 | 2131.4558 | 2005.708 | 2096.8406 | 2117.0498 | 2426.0075 | 2460.0775 | 3186.1344 | 3538.9695 | 4241.0138 | 3850.2874 | 3496.4402 | 3842.0414 | 3991.7175 | 3671.9283 | 3636.5139 | 3602.4471 | 3159.8136
VIC1 | Pumped Hydro | 0 | 0 | 0.00066632 | 0.001559 | 0.0015812 | 0.0015502 | 0.0016825 | 0.0031354 | 0.0032025 | 0.0033945 | 0.0034892 | 0.0034478 | 0.036006 | 0.035268 | 67.0582 | 70.1875 | 72.0516 | 526.6872 | 1555.8894 | 1689.3847 | 1607.1017 | 2366.9172 | 2316.9664 | 2212.6566 | 2199.6723 | 2125.8694 | 1976.1593
VIC1 | VPP | 40.81 | 94.5255 | 209.8019 | 317.8335 | 445.2852 | 532.9799 | 696.0393 | 794.0748 | 875.1421 | 944.657 | 1085.7693 | 1224.0681 | 1394.614 | 1618.4067 | 1692.5356 | 1829.7099 | 2070.5879 | 2038.5935 | 2284.3898 | 2253.4209 | 2189.7886 | 2386.7955 | 2586.9189 | 2399.2366 | 2602.8061 | 2711.3505 | 2589.3434
Total excluding storage |  | 44399.3779 | 43738.1926 | 42763.7956 | 39550.1677 | 40936.8136 | 38934.1216 | 36582.9784 | 36057.614 | 36482.4878 | 36381.2283 | 41718.9256 | 42947.3348 | 43756.3596 | 45296.5166 | 46433.9102 | 48191.7851 | 51119.8001 | 53760.9674 | 56082.3957 | 59274.0894 | 60751.4385 | 62856.2013 | 63942.9177 | 66297.2835 | 69031.4555 | 70068.3614 | 71934.5265
Region | Technology | 2023-24 | 2024-25 | 2025-26 | 2026-27 | 2027-28 | 2028-29 | 2029-30 | 2030-31 | 2031-32 | 2032-33 | 2033-34 | 2034-35 | 2035-36 | 2036-37 | 2037-38 | 2038-39 | 2039-40 | 2040-41 | 2041-42 | 2042-43 | 2043-44 | 2044-45 | 2045-46 | 2046-47 | 2047-48 | 2048-49 | 2049-50
SA1 | Black Coal | 0 | 0 | 0 | 0 | 0 | 0 | 0 | 0 | 0 | 0 | 0 | 0 | 0 | 0 | 0 | 0 | 0 | 0 | 0 | 0 | 0 | 0 | 0 | 0 | 0 | 0 | 0
SA1 | Brown Coal | 0 | 0 | 0 | 0 | 0 | 0 | 0 | 0 | 0 | 0 | 0 | 0 | 0 | 0 | 0 | 0 | 0 | 0 | 0 | 0 | 0 | 0 | 0 | 0 | 0 | 0 | 0
SA1 | CCGT | 1072.4507 | 746.4998 | 1157.826 | 745.2684 | 696.4753 | 1074.3333 | 992.879 | 1373.4967 | 1042.7478 | 1194.6643 | 1275.1307 | 1557.643 | 1048.9059 | 1249.3265 | 0 | 0 | 0 | 0 | 0 | 0 | 0 | 0 | 0 | 0 | 0 | 0 | 0
SA1 | Gas - Steam | 95.4463 | 89.3693 | 269.4906 | 0 | 0 | 0 | 0 | 0 | 0 | 0 | 0 | 0 | 0 | 0 | 0 | 0 | 0 | 0 | 0 | 0 | 0 | 0 | 0 | 0 | 0 | 0 | 0
SA1 | OCGT / Diesel | 166.1786 | 150.5716 | 305.9437 | 213.5053 | 177.8944 | 281.1096 | 253.4543 | 529.4877 | 373.569 | 452.7433 | 552.6144 | 881.9914 | 487.583 | 526.0763 | 788.7028 | 727.1695 | 965.9363 | 649.7609 | 434.5665 | 538.1726 | 697.4893 | 183.9076 | 145.5749 | 50.23 | 35.1612 | 47.873 | 67.4291
SA1 | Hydro | 0 | 0 | 0 | 0 | 0 | 0 | 0 | 0 | 0 | 0 | 0 | 0 | 0 | 0 | 0 | 0 | 0 | 0 | 0 | 0 | 0 | 0 | 0 | 0 | 0 | 0 | 0
SA1 | Hydrogen Turbine | 0 | 0 | 0 | 0 | 0 | 0 | 0 | 0 | 0 | 0 | 0 | 0 | 0 | 0 | 0 | 0 | 0 | 0 | 0 | 0 | 0 | 0 | 0 | 0 | 0 | 0 | 0
SA1 | Wind | 6749.5557 | 7909.9197 | 7666.194 | 9604.7433 | 9465.5902 | 11509.1447 | 11625.1579 | 11185.4842 | 12123.9981 | 11364.2907 | 11562.5346 | 10450.9518 | 11727.36 | 11431.8655 | 13503.0156 | 13924.9768 | 12971.9638 | 13487.162 | 12676.9224 | 14530.2284 | 13013.559 | 15027.2734 | 14173.9138 | 17623.83 | 19389.945 | 19690.465 | 21176.1759
SA1 | Solar PV | 1293.2924 | 1111.8348 | 1139.5788 | 1100.2368 | 1110.515 | 1090.0826 | 1053.5134 | 999.3916 | 1007.0612 | 2667.0483 | 2535.3565 | 3694.512 | 3772.5153 | 4073.3165 | 4226.7729 | 4380.3547 | 4743.4646 | 8225.7103 | 10724.2822 | 10603.8832 | 14929.0926 | 14619.1738 | 16315.3646 | 13300.3087 | 12972.363 | 13858.6173 | 13393.0592
SA1 | Grid Battery | 184.5418 | 187.9716 | 181.8306 | 178.9043 | 178.5895 | 175.5255 | 172.9625 | 166.4812 | 160.725 | 1371.4114 | 1297.2896 | 1264.2211 | 1915.5885 | 1988.1604 | 1837.0627 | 1800.2314 | 1881.0675 | 3073.6874 | 4730.7112 | 4187.3111 | 5852.9844 | 5806.6002 | 6555.5986 | 4940.4653 | 4573.6482 | 4813.0558 | 4240.6896
SA1 | Pumped Hydro | 0 | 0 | 0.0006351 | 0.00092464 | 0.00095044 | 0.0009416 | 0.00097404 | 0.0012922 | 0.0013324 | 0.0013281 | 0.0013497 | 0.0013898 | 0.0017036 | 0.0017365 | 0.001909 | 0.0019479 | 0.0020418 | 0.0023019 | 0.002714 | 0.0027021 | 0.0027666 | 0.0034299 | 0.0034801 | 0.00337 | 0.0034186 | 0.0034442 | 0.0038175
SA1 | VPP | 70.5739 | 100.8079 | 129.4512 | 153.462 | 182.1981 | 211.1616 | 263.136 | 307.0613 | 354.4282 | 426.0813 | 504.7724 | 562.8701 | 627.3841 | 722.0792 | 751.4223 | 794.3342 | 850.6647 | 848.7209 | 939.9736 | 949.4806 | 1020.9539 | 1068.4648 | 1184.9673 | 1104.4769 | 1102.5226 | 1182.5604 | 1132.8187
Total excluding storage |  | 9632.0395 | 10296.9746 | 10850.3155 | 11996.121 | 11811.2635 | 14341.3583 | 14361.104 | 14561.404 | 15062.5307 | 17476.2407 | 17727.6996 | 18412.1909 | 19579.3386 | 19990.8261 | 21106.9782 | 21627.0685 | 21413.0989 | 26285.0438 | 29506.4586 | 30809.0786 | 35514.0818 | 36705.4234 | 38375.4227 | 37019.3142 | 38073.6434 | 39592.575 | 40010.1762
Region | Technology | 2023-24 | 2024-25 | 2025-26 | 2026-27 | 2027-28 | 2028-29 | 2029-30 | 2030-31 | 2031-32 | 2032-33 | 2033-34 | 2034-35 | 2035-36 | 2036-37 | 2037-38 | 2038-39 | 2039-40 | 2040-41 | 2041-42 | 2042-43 | 2043-44 | 2044-45 | 2045-46 | 2046-47 | 2047-48 | 2048-49 | 2049-50
TAS1 | Black Coal | 0 | 0 | 0 | 0 | 0 | 0 | 0 | 0 | 0 | 0 | 0 | 0 | 0 | 0 | 0 | 0 | 0 | 0 | 0 | 0 | 0 | 0 | 0 | 0 | 0 | 0 | 0
TAS1 | Brown Coal | 0 | 0 | 0 | 0 | 0 | 0 | 0 | 0 | 0 | 0 | 0 | 0 | 0 | 0 | 0 | 0 | 0 | 0 | 0 | 0 | 0 | 0 | 0 | 0 | 0 | 0 | 0
TAS1 | CCGT | 0 | 0 | 0 | 0 | 0 | 0 | 0 | 0 | 0 | 0 | 0 | 0 | 0 | 0 | 0 | 0 | 0 | 0 | 0 | 0 | 0 | 0 | 0 | 0 | 0 | 0 | 0
TAS1 | Gas - Steam | 0 | 0 | 0 | 0 | 0 | 0 | 0 | 0 | 0 | 0 | 0 | 0 | 0 | 0 | 0 | 0 | 0 | 0 | 0 | 0 | 0 | 0 | 0 | 0 | 0 | 0 | 0
TAS1 | OCGT / Diesel | 5.6754e-05 | 0.00011597 | 0.00012311 | 0.19265 | 0.0001348 | 0.00014343 | 1.0234 | 5.5162 | 3.2855 | 15.0386 | 10.2865 | 32.3418 | 12.5971 | 12.025 | 29.4733 | 13.8043 | 57.2483 | 10.0338 | 10.3038 | 10.4192 | 14.1183 | 4.435 | 5.926 | 2.8516 | 3.1679 | 10.4621 | 7.1547
TAS1 | Hydro | 12016.1643 | 9127.6998 | 9271.676 | 8880.6964 | 7256.018 | 7389.9816 | 10002.1581 | 10076.4452 | 9854.852 | 9721.9694 | 9636.6938 | 9734.1531 | 8691.5003 | 8439.8924 | 9569.7189 | 9320.2692 | 8953.8695 | 8107.4358 | 7989.0325 | 8965.5946 | 9506.7335 | 8913.3023 | 8986.2368 | 9687.2883 | 9128.4197 | 9066.3201 | 8885.0375
TAS1 | Hydrogen Turbine | 0 | 0 | 0 | 0 | 0 | 0 | 0 | 0 | 0 | 0 | 0 | 0 | 0 | 0 | 0 | 0 | 0 | 0 | 0 | 0 | 0 | 0 | 0 | 0 | 0 | 0 | 0
TAS1 | Wind | 1869.2334 | 4368.9935 | 4665.0176 | 4786.0761 | 6270.407 | 6760.4741 | 8539.7999 | 8367.1629 | 12743.2727 | 13356.5615 | 12698.8313 | 12994.2038 | 13159.5069 | 13805.0788 | 13299.5403 | 12915.3163 | 12538.3545 | 13628.2424 | 13366.426 | 12858.6132 | 13250.0536 | 13081.5845 | 13921.2844 | 13686.6452 | 13203.6992 | 12917.1124 | 13935.1765
TAS1 | Solar PV | 0 | 0.00030527 | 0.00030143 | 0.00033559 | 0.00031958 | 0.00027347 | 0.00029009 | 0.00041161 | 0.00039426 | 0.00077245 | 0.00081306 | 0.0098993 | 0.010095 | 0.009564 | 18.2618 | 19.2713 | 19.6142 | 17.8146 | 19.1796 | 20.9332 | 448.158 | 820.5796 | 796.9906 | 689.4189 | 718.817 | 749.4473 | 690.4785
TAS1 | Grid Battery | 0 | 0.00060245 | 0.00070045 | 0.00079462 | 0.00096057 | 0.00097047 | 0.0011803 | 0.0018578 | 0.0024348 | 0.0026067 | 0.0027563 | 0.002723 | 0.0029585 | 0.0029974 | 0.0029707 | 0.0031109 | 0.0037174 | 0.0045309 | 0.0045817 | 0.0043759 | 0.0049049 | 0.0057075 | 0.005396 | 0.0054277 | 0.0061621 | 0.0069565 | 0.0097811
TAS1 | Pumped Hydro | 0 | 0 | 0.0010453 | 0.0011309 | 0.0013544 | 0.0015081 | 0.002233 | 0.8146 | 603.1623 | 928.5044 | 963.5026 | 929.7357 | 1214.6689 | 1204.4548 | 1213.8195 | 1212.9207 | 1356.0719 | 1196.6637 | 1238.0497 | 1190.6518 | 1149.3433 | 1272.9213 | 1173.2224 | 1266.9831 | 1296.8591 | 1275.6313 | 1126.0195
TAS1 | VPP | 0.43823 | 3.9127 | 5.6311 | 10.2476 | 17.749 | 24.1997 | 37.7343 | 49.4226 | 67.6034 | 70.6653 | 82.6086 | 86.9844 | 96.082 | 109.7492 | 115.2108 | 116.8356 | 142.8248 | 158.1904 | 150.0482 | 154.3069 | 145.5873 | 155.7126 | 161.3083 | 154.143 | 161.6633 | 188.617 | 168.0025
Total excluding storage |  | 13885.836 | 13500.607 | 13942.3268 | 13677.215 | 13544.1769 | 14174.6583 | 18580.7195 | 18499.3637 | 23272.1787 | 24092.7425 | 23391.9262 | 23777.4315 | 23174.3683 | 23571.2127 | 24246.0276 | 23598.4206 | 23067.9868 | 23118.3853 | 22773.0443 | 23200.5234 | 24513.9989 | 24248.541 | 25044.974 | 25487.3356 | 24512.6324 | 24207.5971 | 24811.879
Explicitly modelled pumping
Region | Technology | 2023-24 | 2024-25 | 2025-26 | 2026-27 | 2027-28 | 2028-29 | 2029-30 | 2030-31 | 2031-32 | 2032-33 | 2033-34 | 2034-35 | 2035-36 | 2036-37 | 2037-38 | 2038-39 | 2039-40 | 2040-41 | 2041-42 | 2042-43 | 2043-44 | 2044-45 | 2045-46 | 2046-47 | 2047-48 | 2048-49 | 2049-50
NEM | Grid Battery pump | 496.3423 | 493.789 | 1101.7328 | 1673.0708 | 3311.4995 | 6108.735 | 6315.9715 | 7620.8867 | 7575.5171 | 13354.027 | 14258.6812 | 13852.3124 | 14871.0375 | 14954.2943 | 14229.1308 | 14437.5667 | 22068.6613 | 24150.6778 | 30937.7608 | 37450.4219 | 37220.669 | 38621.5586 | 39320.5795 | 34116.1768 | 32921.8067 | 38670.3837 | 37157.3803
NEM | Pumped Hydro Pump | 1285.6165 | 2235.8185 | 3265.3357 | 4803.4181 | 5709.6301 | 6789.2274 | 7930.2626 | 9992.529 | 11416.9031 | 11064.7625 | 12154.6516 | 11519.77 | 13238.3171 | 13012.0438 | 16765.217 | 16545.1677 | 16934.9477 | 16437.7107 | 19310.6645 | 18977.0097 | 16483.6866 | 17845.8682 | 17380.7477 | 19066.6104 | 17706.455 | 16372.9865 | 14309.3569
NEM | VPP pump | 259.4138 | 520.0172 | 924.1955 | 1346.46 | 1814.656 | 2221.3534 | 2973.2311 | 3591.95 | 4142.4292 | 4806.5496 | 5699.423 | 6454.0803 | 7352.7811 | 8323.5334 | 8727.4962 | 9476.8039 | 10368.5165 | 10612.3987 | 11481.1731 | 11741.3962 | 11863.7535 | 12606.131 | 13462.2279 | 13044.2325 | 13596.0905 | 14258.933 | 14386.9795
Region | Technology | 2023-24 | 2024-25 | 2025-26 | 2026-27 | 2027-28 | 2028-29 | 2029-30 | 2030-31 | 2031-32 | 2032-33 | 2033-34 | 2034-35 | 2035-36 | 2036-37 | 2037-38 | 2038-39 | 2039-40 | 2040-41 | 2041-42 | 2042-43 | 2043-44 | 2044-45 | 2045-46 | 2046-47 | 2047-48 | 2048-49 | 2049-50
NSW1 | Grid Battery pump | 24.4647 | 29.8446 | 614.0973 | 1192.113 | 2838.109 | 3540.0023 | 3754.1921 | 4014.5504 | 3840.9466 | 4617.7418 | 4322.6211 | 4123.4642 | 4260.9316 | 4162.9587 | 3929.4488 | 3883.0381 | 7131.5904 | 6900.4403 | 8543.622 | 8077.4372 | 7400.2561 | 8695.1782 | 7960.9809 | 7960.5076 | 6643.2265 | 9035.201 | 8982.1684
NSW1 | Pumped Hydro Pump | 667.9091 | 1278.6756 | 2336.6782 | 3548.7559 | 4399.684 | 5503.7814 | 6446.465 | 8131.8211 | 8730.3986 | 8076.8057 | 8722.3126 | 8213.5775 | 9329.7769 | 9298.2671 | 9135.265 | 8209.6463 | 6870.9668 | 6157.7642 | 7401.3658 | 7173.2681 | 5745.3633 | 6090.3379 | 6191.6635 | 7263.7196 | 5976.6548 | 4978.2822 | 4223.5637
NSW1 | VPP pump | 67.9884 | 157.0342 | 290.8271 | 426.2932 | 573.9744 | 706.3457 | 947.992 | 1178.1691 | 1378.8733 | 1657.1056 | 2001.3967 | 2260.2429 | 2627.1496 | 2906.763 | 3067.9555 | 3351.7094 | 3667.1192 | 3704.7023 | 4054.0662 | 4096.475 | 4107.5381 | 4455.5296 | 4684.7513 | 4572.5333 | 4726.2666 | 5015.3078 | 5220.0524
Region | Technology | 2023-24 | 2024-25 | 2025-26 | 2026-27 | 2027-28 | 2028-29 | 2029-30 | 2030-31 | 2031-32 | 2032-33 | 2033-34 | 2034-35 | 2035-36 | 2036-37 | 2037-38 | 2038-39 | 2039-40 | 2040-41 | 2041-42 | 2042-43 | 2043-44 | 2044-45 | 2045-46 | 2046-47 | 2047-48 | 2048-49 | 2049-50
QLD1 | Grid Battery pump | 63.6684 | 63.6025 | 65.0813 | 65.5508 | 65.6811 | 2175.3078 | 2169.4086 | 2762.088 | 2924.5479 | 4268.011 | 5811.8382 | 5800.3617 | 5782.7785 | 5850.078 | 5168.0089 | 5411.1431 | 8850.8979 | 9251.8166 | 11624.5746 | 19653.0266 | 18589.9105 | 18302.2025 | 18606.0007 | 15832.2655 | 16331.0275 | 19552.7943 | 19259.393
QLD1 | Pumped Hydro Pump | 617.7074 | 957.1429 | 928.6544 | 1254.6574 | 1309.941 | 1285.4407 | 1483.7912 | 1859.6303 | 1885.0182 | 1774.0553 | 2149.8321 | 2091.0022 | 2316.848 | 2108.3369 | 5965.166 | 6643.9039 | 8188.1832 | 7985.6116 | 8233.7793 | 8000.8598 | 7146.5215 | 6970.5578 | 6535.5592 | 7285.585 | 7072.548 | 6975.5897 | 6003.9738
QLD1 | VPP pump | 60.2219 | 128.0541 | 227.6682 | 354.1217 | 479.5767 | 613.0847 | 850.2568 | 1062.3302 | 1234.9207 | 1452.8832 | 1730.9491 | 1988.7449 | 2236.2559 | 2533.5679 | 2649.2876 | 2890.4727 | 3106.0474 | 3313.464 | 3468.3542 | 3685.1482 | 3816.8923 | 3902.201 | 4138.5415 | 4181.792 | 4304.158 | 4456.9155 | 4590.2627
Region | Technology | 2023-24 | 2024-25 | 2025-26 | 2026-27 | 2027-28 | 2028-29 | 2029-30 | 2030-31 | 2031-32 | 2032-33 | 2033-34 | 2034-35 | 2035-36 | 2036-37 | 2037-38 | 2038-39 | 2039-40 | 2040-41 | 2041-42 | 2042-43 | 2043-44 | 2044-45 | 2045-46 | 2046-47 | 2047-48 | 2048-49 | 2049-50
VIC1 | Grid Battery pump | 190.5234 | 177.8025 | 207.7677 | 203.7978 | 195.9011 | 186.3686 | 187.2369 | 647.899 | 619.9633 | 2815.8535 | 2566.6193 | 2410.4718 | 2522.5606 | 2549.1697 | 2921.4992 | 2969.1497 | 3830.6519 | 4283.237 | 5088.7887 | 4661.7872 | 4189.6915 | 4628.9652 | 4835.3284 | 4397.9795 | 4407.3726 | 4314.2671 | 3807.004
VIC1 | Pumped Hydro Pump | 0 | 0 | 0.00087995 | 0.0020486 | 0.002091 | 0.0020291 | 0.0022253 | 0.0041144 | 0.0042283 | 0.0044599 | 0.0046016 | 0.0045322 | 0.047363 | 0.046863 | 88.2341 | 93.1668 | 93.9899 | 699.1927 | 2044.7075 | 2244.8004 | 2089.0138 | 3114.3647 | 3083.3767 | 2876.6534 | 2924.4191 | 2767.0828 | 2600.2097
VIC1 | VPP pump | 47.8799 | 111.5308 | 246.975 | 373.4481 | 525.2093 | 625.6908 | 820.0389 | 933.0362 | 1032.1274 | 1110.9286 | 1276.5682 | 1440.8205 | 1638.6733 | 1904.0079 | 1991.2576 | 2159.7585 | 2429.1849 | 2405.9543 | 2679.5107 | 2659.0316 | 2568.2736 | 2807.9946 | 3053.312 | 2812.7532 | 3073.0106 | 3178.938 | 3046.2864
Region | Technology | 2023-24 | 2024-25 | 2025-26 | 2026-27 | 2027-28 | 2028-29 | 2029-30 | 2030-31 | 2031-32 | 2032-33 | 2033-34 | 2034-35 | 2035-36 | 2036-37 | 2037-38 | 2038-39 | 2039-40 | 2040-41 | 2041-42 | 2042-43 | 2043-44 | 2044-45 | 2045-46 | 2046-47 | 2047-48 | 2048-49 | 2049-50
SA1 | Grid Battery pump | 217.6859 | 222.5386 | 214.7857 | 211.6082 | 211.8071 | 207.0552 | 205.1325 | 196.3471 | 190.0564 | 1652.4175 | 1557.5993 | 1518.0116 | 2304.7632 | 2392.0843 | 2210.1703 | 2174.2321 | 2255.5166 | 3715.1786 | 5680.7701 | 5058.1657 | 7040.805 | 6995.2061 | 7918.2631 | 5925.4178 | 5540.1728 | 5768.1131 | 5108.8033
SA1 | Pumped Hydro Pump | 0 | 0 | 0.00083698 | 0.0012153 | 0.001256 | 0.0012336 | 0.0012874 | 0.0016957 | 0.0017542 | 0.0017488 | 0.0017776 | 0.0018246 | 0.0022411 | 0.0022887 | 0.0025085 | 0.0025688 | 0.0026806 | 0.0030425 | 0.0035568 | 0.0035645 | 0.0036345 | 0.0045174 | 0.0045907 | 0.0044205 | 0.0045147 | 0.0045092 | 0.005032
SA1 | VPP pump | 82.8232 | 118.7664 | 152.1266 | 180.5435 | 214.9125 | 247.8637 | 310.4079 | 360.4124 | 416.9744 | 502.4479 | 593.1778 | 661.6964 | 738.0989 | 849.5049 | 884.0263 | 937.3882 | 998.1572 | 1001.407 | 1102.6868 | 1119.1669 | 1200.5818 | 1257.2303 | 1394.8809 | 1296.7794 | 1301.4065 | 1386.9261 | 1332.7279
Region | Technology | 2023-24 | 2024-25 | 2025-26 | 2026-27 | 2027-28 | 2028-29 | 2029-30 | 2030-31 | 2031-32 | 2032-33 | 2033-34 | 2034-35 | 2035-36 | 2036-37 | 2037-38 | 2038-39 | 2039-40 | 2040-41 | 2041-42 | 2042-43 | 2043-44 | 2044-45 | 2045-46 | 2046-47 | 2047-48 | 2048-49 | 2049-50
TAS1 | Grid Battery pump | 0 | 0.00071594 | 0.00083192 | 0.00094367 | 0.0011416 | 0.0011527 | 0.0014029 | 0.0022065 | 0.0028994 | 0.0031036 | 0.0032795 | 0.0032409 | 0.0035176 | 0.0035717 | 0.0035315 | 0.0037028 | 0.0044181 | 0.0053947 | 0.0054486 | 0.0052033 | 0.005833 | 0.0067848 | 0.0064274 | 0.006442 | 0.0073406 | 0.0082553 | 0.011628
TAS1 | Pumped Hydro Pump | 0 | 0 | 0.0013806 | 0.0014876 | 0.0017874 | 0.00198 | 0.0029507 | 1.0718 | 801.4803 | 1213.8953 | 1282.5005 | 1215.1839 | 1591.6425 | 1605.3906 | 1576.5494 | 1598.4482 | 1781.8051 | 1595.1393 | 1630.8082 | 1558.0779 | 1502.7843 | 1670.6032 | 1570.1438 | 1640.648 | 1732.8286 | 1652.0273 | 1481.6046
TAS1 | VPP pump | 0.50041 | 4.6317 | 6.5987 | 12.0536 | 20.983 | 28.3685 | 44.5355 | 58.0021 | 79.5334 | 83.1843 | 97.3311 | 102.5756 | 112.6034 | 129.6897 | 134.9692 | 137.4751 | 168.0078 | 186.8711 | 176.5552 | 181.5745 | 170.4677 | 183.1755 | 190.7422 | 180.3746 | 191.2489 | 220.8455 | 197.65
Non-controllable capacity
Region | Technology | 2023-24 | 2024-25 | 2025-26 | 2026-27 | 2027-28 | 2028-29 | 2029-30 | 2030-31 | 2031-32 | 2032-33 | 2033-34 | 2034-35 | 2035-36 | 2036-37 | 2037-38 | 2038-39 | 2039-40 | 2040-41 | 2041-42 | 2042-43 | 2043-44 | 2044-45 | 2045-46 | 2046-47 | 2047-48 | 2048-49 | 2049-50
NEM | Distributed PV | 26560.6016 | 29104.0967 | 31473.6633 | 37081.5432 | 40418.5958 | 38926.5586 | 43592.2929 | 48229.3969 | 51979.7521 | 54755.1652 | 55953.7685 | 56902.3907 | 63643.8244 | 66153.9262 | 61300.8009 | 66595.7504 | 71779.8603 | 75487.274 | 77777.5549 | 77977.9251 | 77783.2771 | 85452.7067 | 87607.0329 | 80381.6538 | 86543.9253 | 92200.6928 | 95960.9879
NEM | Behind the meter battery | 657.5137 | 1006.7447 | 1317.3393 | 1566.0098 | 1773.1566 | 1890.8424 | 2143.9911 | 2489.4047 | 2789.0704 | 3113.0752 | 3597.6322 | 4070.11 | 4511.1194 | 4860.9793 | 5165.9009 | 5364.9705 | 5454.5291 | 5447.6237 | 5401.3096 | 5348.7634 | 5404.7881 | 5430.708 | 5462.7544 | 5462.5562 | 5467.5685 | 5397.6579 | 5331.7203
NEM | Behind the meter battery pump | 773.9288 | 1184.9284 | 1550.1053 | 1843.1255 | 2087.3228 | 2225.0785 | 2523.5712 | 2929.616 | 3282.4864 | 3663.3641 | 4233.7384 | 4790.7173 | 5309.6304 | 5721.7019 | 6080.1627 | 6314.2799 | 6420.1964 | 6410.0458 | 6358.28 | 6294.3025 | 6360.4049 | 6392.115 | 6428.6141 | 6430.2842 | 6436.1891 | 6354.3022 | 6274.968
Region | Technology | 2023-24 | 2024-25 | 2025-26 | 2026-27 | 2027-28 | 2028-29 | 2029-30 | 2030-31 | 2031-32 | 2032-33 | 2033-34 | 2034-35 | 2035-36 | 2036-37 | 2037-38 | 2038-39 | 2039-40 | 2040-41 | 2041-42 | 2042-43 | 2043-44 | 2044-45 | 2045-46 | 2046-47 | 2047-48 | 2048-49 | 2049-50
NSW1 | Distributed PV | 8462.3385 | 9458.3162 | 10159.0762 | 12271.5737 | 13113.6881 | 12546.804 | 13815.0616 | 15639.2599 | 17348.1141 | 17854.1428 | 18611.9033 | 18922.4793 | 21829.4782 | 22416.5655 | 20726.2835 | 22104.3897 | 24295.3559 | 26132.7136 | 26218.1837 | 26660.5244 | 26477.5898 | 29878.3743 | 30218.882 | 27626.6637 | 29170.2276 | 31670.4989 | 33704.5634
NSW1 | Behind the meter battery | 236.0997 | 340.3977 | 426.8203 | 496.5989 | 552.178 | 593.1144 | 678.601 | 795.0042 | 915.6299 | 1045.6392 | 1229.8005 | 1397.7866 | 1551.5025 | 1674.213 | 1770.8636 | 1835.975 | 1865.6994 | 1856.8353 | 1844.8207 | 1833.1068 | 1857.9164 | 1869.6097 | 1877.4406 | 1875.4554 | 1868.3381 | 1847.8317 | 1820.6144
NSW1 | Behind the meter battery pump | 277.8328 | 400.6658 | 502.3022 | 584.3175 | 650.1429 | 698.0717 | 798.8828 | 935.9349 | 1077.2855 | 1230.342 | 1446.9719 | 1644.5885 | 1826.2437 | 1970.4983 | 2083.9438 | 2160.393 | 2196.8689 | 2184.5941 | 2172.0639 | 2156.8121 | 2185.7851 | 2201.4161 | 2209.4144 | 2207.8793 | 2199.915 | 2174.9865 | 2143.0425
Region | Technology | 2023-24 | 2024-25 | 2025-26 | 2026-27 | 2027-28 | 2028-29 | 2029-30 | 2030-31 | 2031-32 | 2032-33 | 2033-34 | 2034-35 | 2035-36 | 2036-37 | 2037-38 | 2038-39 | 2039-40 | 2040-41 | 2041-42 | 2042-43 | 2043-44 | 2044-45 | 2045-46 | 2046-47 | 2047-48 | 2048-49 | 2049-50
QLD1 | Distributed PV | 8227.6935 | 8801.311 | 9863.4451 | 11475.6724 | 12457.4377 | 11268.4695 | 13105.084 | 14471.0511 | 16095.1163 | 16714.6015 | 16849.2773 | 17798.0916 | 19695.8152 | 20424.5671 | 17788.0739 | 19963.1524 | 21368.2537 | 23094.2817 | 23468.3879 | 23181.6046 | 24006.8726 | 26011.0707 | 26622.9939 | 22900.3003 | 25459.338 | 26869.7455 | 28762.9682
QLD1 | Behind the meter battery | 170.7366 | 271.0266 | 364.6122 | 433.5151 | 491.3321 | 537.9626 | 628.6386 | 744.6914 | 834.1762 | 930.9932 | 1074.1494 | 1213.5721 | 1346.8461 | 1448.2671 | 1535.4985 | 1600.0345 | 1631.782 | 1631.2572 | 1608.2973 | 1592.3827 | 1609.1851 | 1612.6466 | 1621.0805 | 1616.2546 | 1614.1068 | 1594.795 | 1578.9698
QLD1 | Behind the meter battery pump | 200.9896 | 319.0374 | 429.0447 | 510.4005 | 578.2214 | 632.9301 | 739.7227 | 876.2329 | 981.9917 | 1095.8935 | 1264.3808 | 1428.9002 | 1585.3756 | 1705.2134 | 1807.0518 | 1884.0736 | 1919.9871 | 1919.529 | 1893.1536 | 1873.7884 | 1893.7201 | 1897.3207 | 1907.6047 | 1902.393 | 1900.3283 | 1877.9375 | 1857.7419
Region | Technology | 2023-24 | 2024-25 | 2025-26 | 2026-27 | 2027-28 | 2028-29 | 2029-30 | 2030-31 | 2031-32 | 2032-33 | 2033-34 | 2034-35 | 2035-36 | 2036-37 | 2037-38 | 2038-39 | 2039-40 | 2040-41 | 2041-42 | 2042-43 | 2043-44 | 2044-45 | 2045-46 | 2046-47 | 2047-48 | 2048-49 | 2049-50
VIC1 | Distributed PV | 5927.2192 | 6615.7267 | 7089.2973 | 8452.9512 | 9493.9945 | 9691.0714 | 10721.6826 | 11762.0101 | 11872.7118 | 13025.0994 | 13231.2584 | 12987.9308 | 14324.1638 | 15011.5217 | 14621.0269 | 15763.9665 | 16944.6695 | 16846.5259 | 18190.4559 | 18283.4941 | 17708.0148 | 19320.8985 | 20019.7175 | 19388.6033 | 20772.1582 | 22108.9801 | 21761.2072
VIC1 | Behind the meter battery | 143.293 | 255.764 | 357.528 | 445.5417 | 520.1297 | 534.0202 | 574.5348 | 646.8898 | 695.0103 | 741.5967 | 840.8801 | 953.3033 | 1060.5591 | 1150.0707 | 1245.2576 | 1291.8352 | 1313.6739 | 1317.4793 | 1309.5395 | 1283.2305 | 1289.176 | 1299.8888 | 1310.3468 | 1322.1048 | 1335.0646 | 1315.6099 | 1298.5463
VIC1 | Behind the meter battery pump | 168.7049 | 300.9657 | 420.6293 | 524.3864 | 612.3835 | 628.4616 | 676.2866 | 761.0496 | 817.9236 | 872.5457 | 989.6107 | 1122.4325 | 1248.0938 | 1353.2335 | 1466.2928 | 1520.0169 | 1546.0309 | 1550.041 | 1541.089 | 1510.2224 | 1517.4149 | 1529.652 | 1542.0634 | 1556.6244 | 1571.0173 | 1548.7907 | 1528.2244
Region | Technology | 2023-24 | 2024-25 | 2025-26 | 2026-27 | 2027-28 | 2028-29 | 2029-30 | 2030-31 | 2031-32 | 2032-33 | 2033-34 | 2034-35 | 2035-36 | 2036-37 | 2037-38 | 2038-39 | 2039-40 | 2040-41 | 2041-42 | 2042-43 | 2043-44 | 2044-45 | 2045-46 | 2046-47 | 2047-48 | 2048-49 | 2049-50
SA1 | Distributed PV | 3601.2396 | 3836.6945 | 3940.5566 | 4383.5313 | 4811.2285 | 4846.7445 | 5330.4758 | 5678.8981 | 5951.7698 | 6386.844 | 6448.2993 | 6380.437 | 6890.5661 | 7363.0567 | 7215.5741 | 7772.2023 | 8117.152 | 8332.5404 | 8752.0675 | 8666.5061 | 8424.5566 | 8962.749 | 9436.6247 | 9153.8367 | 9787.2603 | 10128.2605 | 10296.799
SA1 | Behind the meter battery | 89.6576 | 114.2984 | 136.4992 | 153.4714 | 168.7112 | 182.0004 | 212.3649 | 244.9938 | 278.8759 | 319.969 | 366.7485 | 408.2686 | 445.0039 | 472.6485 | 491.7265 | 509.3402 | 512.972 | 511.5296 | 508.7854 | 510.011 | 516.6645 | 516.2922 | 519.8793 | 515.4168 | 516.5139 | 506.6341 | 502.8644
SA1 | Behind the meter battery pump | 105.5364 | 134.5421 | 160.6012 | 180.616 | 198.5417 | 214.1386 | 250.02 | 288.3253 | 328.3143 | 376.4625 | 431.505 | 480.4342 | 523.687 | 556.4807 | 578.644 | 599.3439 | 603.8566 | 602.2642 | 599.156 | 600.4794 | 608.3176 | 607.9903 | 611.8434 | 606.4216 | 607.6875 | 596.3267 | 592.1078
Region | Technology | 2023-24 | 2024-25 | 2025-26 | 2026-27 | 2027-28 | 2028-29 | 2029-30 | 2030-31 | 2031-32 | 2032-33 | 2033-34 | 2034-35 | 2035-36 | 2036-37 | 2037-38 | 2038-39 | 2039-40 | 2040-41 | 2041-42 | 2042-43 | 2043-44 | 2044-45 | 2045-46 | 2046-47 | 2047-48 | 2048-49 | 2049-50
TAS1 | Distributed PV | 342.1107 | 392.0482 | 421.2881 | 497.8146 | 542.247 | 573.4692 | 619.9889 | 678.1777 | 712.0401 | 774.4775 | 813.0302 | 813.4519 | 903.8011 | 938.2152 | 949.8426 | 992.0395 | 1054.4291 | 1081.2124 | 1148.4599 | 1185.7959 | 1166.2433 | 1279.6142 | 1308.8147 | 1312.2497 | 1354.9412 | 1423.2078 | 1435.4501
TAS1 | Behind the meter battery | 17.7268 | 25.258 | 31.8796 | 36.8828 | 40.8056 | 43.7449 | 49.8517 | 57.8255 | 65.3781 | 74.8771 | 86.0537 | 97.1794 | 107.2079 | 115.78 | 122.5546 | 127.7856 | 130.4018 | 130.5224 | 129.8666 | 130.0323 | 131.846 | 132.2708 | 134.0073 | 133.3247 | 133.5451 | 132.7872 | 130.7254
TAS1 | Behind the meter battery pump | 20.8652 | 29.7174 | 37.5279 | 43.4051 | 48.0333 | 51.4765 | 58.6591 | 68.0734 | 76.9713 | 88.1205 | 101.27 | 114.362 | 126.2303 | 136.2759 | 144.2303 | 150.4525 | 153.4529 | 153.6175 | 152.8175 | 153.0002 | 155.1672 | 155.7358 | 157.6882 | 156.9658 | 157.2412 | 156.2607 | 153.8514

## BaseCase_Capacity
Installed capacity by technology (MW) - BaseCase, Step Change Scenario
Capacity calculated on 1 July. In early study years some wind and solar projects enter later in the financial year and are therefore reflected in the following financial year's capacity.
Explicitly modelled generation
Region | Technology | 2023-24 | 2024-25 | 2025-26 | 2026-27 | 2027-28 | 2028-29 | 2029-30 | 2030-31 | 2031-32 | 2032-33 | 2033-34 | 2034-35 | 2035-36 | 2036-37 | 2037-38 | 2038-39 | 2039-40 | 2040-41 | 2041-42 | 2042-43 | 2043-44 | 2044-45 | 2045-46 | 2046-47 | 2047-48 | 2048-49 | 2049-50
NEM | Black Coal | 16456 | 16456 | 15756 | 12176 | 10156 | 8277 | 7312 | 5912 | 5912 | 5182 | 3082 | 3082 | 3082 | 3082 | 3082 | 3082 | 852 | 426 | 426 | 0 | 0 | 0 | 0 | 0 | 0 | 0 | 0
NEM | Brown Coal | 4820 | 4820 | 4120 | 3370 | 3370 | 2810 | 1720 | 1160 | 1160 | 0 | 0 | 0 | 0 | 0 | 0 | 0 | 0 | 0 | 0 | 0 | 0 | 0 | 0 | 0 | 0 | 0 | 0
NEM | CCGT | 2954.9 | 2774.9 | 2774.9 | 2774.9 | 2774.9 | 2774.9 | 2774.9 | 2774.9 | 2774.9 | 2774.9 | 2774.9 | 2774.9 | 2774.9 | 2389.9 | 1860.9 | 1860.9 | 1716.5 | 1716.5 | 1716.5 | 1716.5 | 1276.5 | 1276.5 | 632 | 388 | 388 | 388 | 388
NEM | Gas - Steam | 1300 | 1300 | 1300 | 500 | 500 | 500 | 500 | 500 | 500 | 500 | 500 | 500 | 500 | 500 | 500 | 500 | 0 | 0 | 0 | 0 | 0 | 0 | 0 | 0 | 0 | 0 | 0
NEM | OCGT / Diesel | 7382.159 | 8132.1595 | 8132.1595 | 8132.1595 | 8132.1595 | 8169.863 | 8169.863 | 7787.363 | 7787.363 | 7510.5032 | 6917.0032 | 6800.0034 | 7668.0335 | 7668.0335 | 9040.5143 | 9040.5143 | 8600.5143 | 8480.5143 | 8784.5404 | 8690.5404 | 9577.773 | 10411.5579 | 10411.5579 | 12027.4756 | 11443.4756 | 13751.1058 | 13232.1058
NEM | Hydro | 7492.42 | 7492.42 | 7492.42 | 7492.42 | 7492.42 | 7492.42 | 7492.42 | 7492.42 | 7492.42 | 7492.42 | 7492.42 | 7492.42 | 7492.42 | 7492.42 | 7406.02 | 7406.02 | 7406.02 | 7406.02 | 7406.02 | 7340.02 | 7340.02 | 7340.02 | 7340.02 | 7340.02 | 7340.02 | 7340.02 | 7340.02
NEM | Hydrogen Turbine | 0 | 0 | 0 | 0 | 0 | 0 | 0 | 0 | 0 | 0 | 0 | 0 | 0 | 0 | 0 | 0 | 0 | 0 | 0 | 0 | 0 | 0 | 0 | 0 | 0 | 0 | 0
NEM | Wind | 10055.738 | 16016.1682 | 16067.8605 | 18287.8324 | 23033.6411 | 28036.3886 | 29955.0732 | 33472.9067 | 34312.0084 | 36959.6705 | 40321.1856 | 40409.3956 | 42046.2278 | 42614.7017 | 46820.1662 | 46376.6252 | 46733.7031 | 46965.0071 | 47227.161 | 51317.1102 | 52476.7874 | 51770.7698 | 51112.8364 | 59642.2295 | 62952.7599 | 63251.6528 | 64198.4235
NEM | Solar PV | 9052.829 | 9912.9305 | 10778.0492 | 10778.0501 | 10778.052 | 11635.1896 | 12522.5019 | 14887.2968 | 15429.0537 | 18442.1391 | 20722.1985 | 22780.8511 | 22780.8513 | 22687.1621 | 27714.2383 | 29469.5937 | 41622.0024 | 48751.8714 | 53636.3102 | 63260.5412 | 67671.5391 | 67294.2518 | 68598.9671 | 73852.1068 | 74760.0437 | 78242.7226 | 83162.6568
NEM | Grid Battery | 1004.93 | 1004.9326 | 1429.754 | 1429.757 | 2056.5089 | 3319.466 | 3394.4661 | 3763.205 | 3846.9531 | 6263.9181 | 6967.2293 | 6942.2295 | 7432.8309 | 7382.831 | 7761.5149 | 7761.5151 | 10854.7692 | 12487.5174 | 14557.9554 | 18008.7694 | 18650.5551 | 19612.516 | 19177.7008 | 19811.2144 | 19184.4636 | 22085.8595 | 22030.5773
NEM | Pumped Hydro | 810 | 810 | 1533.4324 | 1533.4331 | 3573.4334 | 3807.4463 | 3807.4468 | 3807.9425 | 4105.5808 | 4368.275 | 4527.7435 | 4527.7435 | 4743.6807 | 4743.6808 | 6545.11 | 6545.11 | 7167.9602 | 7401.9712 | 7870.2505 | 8006.5534 | 8006.5535 | 8420.8314 | 8420.8325 | 9188.3236 | 9188.3236 | 9188.3238 | 9188.3239
NEM | VPP | 318.73 | 623.03 | 1035.46 | 1538.9 | 2142.79 | 2807.6 | 3819.27 | 4674.27 | 5519.2001 | 6499.25 | 7698.5399 | 9010.2399 | 10339.3001 | 11714.6999 | 13054.31 | 14363.1999 | 15318.2998 | 16214.4898 | 16978.9203 | 17751.1898 | 18511.9699 | 19307.4097 | 20087.2598 | 20907.45 | 21712.49 | 22566.1805 | 23396.9398
Total excluding storage |  | 61647.706 | 69342.5408 | 70420.0356 | 68013.4521 | 74009.9048 | 79630.2735 | 81467.941 | 86232.304 | 88839.4791 | 95993.0757 | 101003.2198 | 104319.783 | 108860.2443 | 110275.4289 | 123784.7736 | 126405.4781 | 140271.7691 | 149849.8912 | 158603.6578 | 176091.2245 | 183511.698 | 185433.8566 | 185781.1746 | 203156.8199 | 206969.5764 | 216813.8651 | 222937.0472
Region | Technology | 2023-24 | 2024-25 | 2025-26 | 2026-27 | 2027-28 | 2028-29 | 2029-30 | 2030-31 | 2031-32 | 2032-33 | 2033-34 | 2034-35 | 2035-36 | 2036-37 | 2037-38 | 2038-39 | 2039-40 | 2040-41 | 2041-42 | 2042-43 | 2043-44 | 2044-45 | 2045-46 | 2046-47 | 2047-48 | 2048-49 | 2049-50
NSW1 | Black Coal | 8330 | 8330 | 8330 | 5450 | 4130 | 3445 | 2760 | 2760 | 2760 | 2760 | 1390 | 1390 | 1390 | 1390 | 1390 | 1390 | 0 | 0 | 0 | 0 | 0 | 0 | 0 | 0 | 0 | 0 | 0
NSW1 | Brown Coal | 0 | 0 | 0 | 0 | 0 | 0 | 0 | 0 | 0 | 0 | 0 | 0 | 0 | 0 | 0 | 0 | 0 | 0 | 0 | 0 | 0 | 0 | 0 | 0 | 0 | 0 | 0
NSW1 | CCGT | 440 | 440 | 440 | 440 | 440 | 440 | 440 | 440 | 440 | 440 | 440 | 440 | 440 | 440 | 440 | 440 | 440 | 440 | 440 | 440 | 0 | 0 | 0 | 0 | 0 | 0 | 0
NSW1 | Gas - Steam | 0 | 0 | 0 | 0 | 0 | 0 | 0 | 0 | 0 | 0 | 0 | 0 | 0 | 0 | 0 | 0 | 0 | 0 | 0 | 0 | 0 | 0 | 0 | 0 | 0 | 0 | 0
NSW1 | OCGT / Diesel | 1888.999 | 2638.9994 | 2638.9994 | 2638.9994 | 2638.9994 | 2638.9994 | 2638.9994 | 2638.9994 | 2638.9994 | 2638.9994 | 2638.9994 | 2638.9994 | 2638.9994 | 2638.9994 | 3218.3049 | 3218.3049 | 3218.3049 | 3218.3049 | 3218.3049 | 3218.3049 | 3218.3049 | 2369.3059 | 2369.3059 | 3233.8034 | 3233.8034 | 3233.8034 | 3233.8034
NSW1 | Hydro | 2525 | 2525 | 2525 | 2525 | 2525 | 2525 | 2525 | 2525 | 2525 | 2525 | 2525 | 2525 | 2525 | 2525 | 2525 | 2525 | 2525 | 2525 | 2525 | 2525 | 2525 | 2525 | 2525 | 2525 | 2525 | 2525 | 2525
NSW1 | Hydrogen Turbine | 0 | 0 | 0 | 0 | 0 | 0 | 0 | 0 | 0 | 0 | 0 | 0 | 0 | 0 | 0 | 0 | 0 | 0 | 0 | 0 | 0 | 0 | 0 | 0 | 0 | 0 | 0
NSW1 | Wind | 1886.96 | 4669.8993 | 4721.5916 | 5593.9209 | 8951.5594 | 9652.1934 | 9883.6866 | 10514.1533 | 10514.1533 | 11110.1346 | 11836.1645 | 12001.2641 | 13730.7448 | 14296.0365 | 14762.9682 | 14560.4885 | 14915.3705 | 15140.0994 | 14950.0894 | 16893.0688 | 18085.3354 | 18085.3354 | 18110.3556 | 18939.3171 | 20655.657 | 20259.6571 | 20254.9636
NSW1 | Solar PV | 3745.541 | 4459.6421 | 5324.7594 | 5324.7595 | 5324.7614 | 5985.4723 | 6840.8813 | 8478.5882 | 8478.5882 | 8480.1928 | 9168.3731 | 9168.3734 | 9168.3734 | 9189.3629 | 11284.9973 | 11849.7228 | 14400.5303 | 15681.1689 | 17299.9882 | 17929.8988 | 18315.2318 | 18315.2318 | 18315.2318 | 20415.2505 | 21574.4473 | 22350.6318 | 24785.3883
NSW1 | Grid Battery | 50 | 50.0018 | 474.8229 | 474.8231 | 1101.5747 | 1501.5728 | 1576.5728 | 1576.5736 | 1576.5737 | 1830.9033 | 1830.9033 | 1830.9033 | 1830.9038 | 1780.9038 | 1780.9039 | 1780.9039 | 3161.7795 | 3161.7804 | 3520.3739 | 3701.6223 | 3701.6235 | 4056.27 | 3631.4551 | 4264.9715 | 3638.22 | 4862.797 | 4795.3024
NSW1 | Pumped Hydro | 240 | 240 | 713.4312 | 713.4312 | 2753.4312 | 2753.4313 | 2753.4313 | 2753.4313 | 2753.4313 | 2753.4313 | 2753.4314 | 2753.4314 | 2753.4314 | 2753.4314 | 2753.4323 | 2753.4323 | 2753.4323 | 2753.4323 | 2753.4323 | 2753.4324 | 2753.4324 | 2753.4327 | 2753.4327 | 2753.4347 | 2753.4347 | 2753.4347 | 2753.4347
NSW1 | VPP | 97.18 | 193.89 | 321.47 | 477.31 | 663.94 | 884.26 | 1223.6 | 1508.4199 | 1818.1601 | 2178.94 | 2618.45 | 3090.16 | 3561.6901 | 4049.33 | 4508.48 | 4960.7201 | 5286.7 | 5588.1199 | 5842.6702 | 6109.57 | 6370.5701 | 6645.5899 | 6914.0398 | 7197.4098 | 7473.8901 | 7766.0502 | 8050.0099
Total excluding storage |  | 19203.68 | 23547.4326 | 25490.0745 | 23638.2441 | 28529.2662 | 29825.9292 | 30642.1714 | 33195.1657 | 33504.9059 | 34717.6014 | 35201.3216 | 35838.1315 | 38039.1429 | 39063.064 | 42664.0865 | 43478.5724 | 46701.1175 | 48507.9058 | 50549.8589 | 53570.8971 | 54969.498 | 54750.1656 | 54618.8208 | 59329.1869 | 61854.4525 | 63751.3742 | 66397.9023
Region | Technology | 2023-24 | 2024-25 | 2025-26 | 2026-27 | 2027-28 | 2028-29 | 2029-30 | 2030-31 | 2031-32 | 2032-33 | 2033-34 | 2034-35 | 2035-36 | 2036-37 | 2037-38 | 2038-39 | 2039-40 | 2040-41 | 2041-42 | 2042-43 | 2043-44 | 2044-45 | 2045-46 | 2046-47 | 2047-48 | 2048-49 | 2049-50
QLD1 | Black Coal | 8126 | 8126 | 7426 | 6726 | 6026 | 4832 | 4552 | 3152 | 3152 | 2422 | 1692 | 1692 | 1692 | 1692 | 1692 | 1692 | 852 | 426 | 426 | 0 | 0 | 0 | 0 | 0 | 0 | 0 | 0
QLD1 | Brown Coal | 0 | 0 | 0 | 0 | 0 | 0 | 0 | 0 | 0 | 0 | 0 | 0 | 0 | 0 | 0 | 0 | 0 | 0 | 0 | 0 | 0 | 0 | 0 | 0 | 0 | 0 | 0
QLD1 | CCGT | 1597.9 | 1597.9 | 1597.9 | 1597.9 | 1597.9 | 1597.9 | 1597.9 | 1597.9 | 1597.9 | 1597.9 | 1597.9 | 1597.9 | 1597.9 | 1212.9 | 1212.9 | 1212.9 | 1068.5 | 1068.5 | 1068.5 | 1068.5 | 1068.5 | 1068.5 | 424 | 180 | 180 | 180 | 180
QLD1 | Gas - Steam | 0 | 0 | 0 | 0 | 0 | 0 | 0 | 0 | 0 | 0 | 0 | 0 | 0 | 0 | 0 | 0 | 0 | 0 | 0 | 0 | 0 | 0 | 0 | 0 | 0 | 0 | 0
QLD1 | OCGT / Diesel | 1954.5 | 1954.5 | 1954.5 | 1954.5 | 1954.5 | 1992.2035 | 1992.2035 | 1992.2035 | 1992.2035 | 1992.2035 | 1568.7036 | 1451.7036 | 1451.7036 | 1451.7036 | 2244.8788 | 2244.8788 | 2244.8788 | 2244.8788 | 2244.8788 | 2244.8788 | 2244.8788 | 2244.8788 | 2244.8788 | 3150.299 | 3150.299 | 5457.9292 | 4938.9292
QLD1 | Hydro | 152.4 | 152.4 | 152.4 | 152.4 | 152.4 | 152.4 | 152.4 | 152.4 | 152.4 | 152.4 | 152.4 | 152.4 | 152.4 | 152.4 | 66 | 66 | 66 | 66 | 66 | 0 | 0 | 0 | 0 | 0 | 0 | 0 | 0
QLD1 | Hydrogen Turbine | 0 | 0 | 0 | 0 | 0 | 0 | 0 | 0 | 0 | 0 | 0 | 0 | 0 | 0 | 0 | 0 | 0 | 0 | 0 | 0 | 0 | 0 | 0 | 0 | 0 | 0 | 0
QLD1 | Wind | 1133.518 | 2433.0019 | 2433.0019 | 2944.7954 | 4106.5191 | 7218.9686 | 7218.9686 | 9034.4782 | 9045.342 | 10444.0473 | 11345.3009 | 11347.6023 | 11347.6023 | 11347.6024 | 13593.7422 | 13593.7422 | 13593.7422 | 13820.0111 | 14272.1751 | 15193.2961 | 15648.6138 | 15195.6138 | 15152.4138 | 19467.528 | 20090.9647 | 20071.0284 | 20575.5437
QLD1 | Solar PV | 3646.985 | 3792.985 | 3792.9857 | 3792.9857 | 3792.9857 | 3989.4123 | 4021.3155 | 4748.4012 | 5296.2779 | 5967.4847 | 7559.3639 | 8378.3488 | 8378.3488 | 8257.3488 | 10613.3625 | 10971.3495 | 18057.1799 | 20692.621 | 20891.871 | 28502.52 | 28338.0016 | 28136.9016 | 28839.6409 | 31789.4637 | 31617.4037 | 33897.4582 | 36506.0152
QLD1 | Grid Battery | 100 | 100.0002 | 100.0003 | 100.0004 | 100.0006 | 962.9596 | 962.9596 | 1166.5438 | 1250.2916 | 1732.4668 | 2491.1079 | 2491.1081 | 2491.1081 | 2491.1081 | 2491.1081 | 2491.1081 | 3945.09 | 3963.8402 | 4937.639 | 8207.2047 | 8207.2049 | 8207.2048 | 8207.2048 | 8207.2044 | 8207.2043 | 9884.0227 | 9884.0227
QLD1 | Pumped Hydro | 570 | 570 | 820.0003 | 820.0005 | 820.0005 | 1054.0133 | 1054.0133 | 1054.0133 | 1054.0133 | 1054.0133 | 1213.4817 | 1213.4818 | 1213.4818 | 1213.4818 | 2982.437 | 2982.437 | 3605.2873 | 3605.2873 | 3605.2873 | 3605.2873 | 3605.2873 | 3605.2873 | 3605.2873 | 4372.7764 | 4372.7764 | 4372.7764 | 4372.7764
QLD1 | VPP | 70.65 | 151.98 | 266.91 | 406.55 | 573.37 | 775 | 1088.95 | 1359.6801 | 1609.11 | 1901.09 | 2255.9299 | 2641.22 | 3035.73 | 3438.95 | 3828.0601 | 4218.1699 | 4496.1499 | 4751.3198 | 4961.6001 | 5182.0498 | 5399.3799 | 5623.0098 | 5842.4302 | 6071.3901 | 6296.3501 | 6536.04 | 6765.5898
Total excluding storage |  | 17351.953 | 18878.767 | 18543.6981 | 18495.132 | 19123.6759 | 22574.8574 | 22640.7105 | 24257.6201 | 25149.5384 | 27263.6057 | 29876.1878 | 30965.7644 | 31360.2745 | 31257.4946 | 38724.4887 | 39472.5856 | 47928.828 | 50638.4582 | 52473.9513 | 64003.7366 | 64511.8663 | 64081.396 | 64315.8558 | 73238.6616 | 73914.9982 | 80399.255 | 83222.8771
Region | Technology | 2023-24 | 2024-25 | 2025-26 | 2026-27 | 2027-28 | 2028-29 | 2029-30 | 2030-31 | 2031-32 | 2032-33 | 2033-34 | 2034-35 | 2035-36 | 2036-37 | 2037-38 | 2038-39 | 2039-40 | 2040-41 | 2041-42 | 2042-43 | 2043-44 | 2044-45 | 2045-46 | 2046-47 | 2047-48 | 2048-49 | 2049-50
VIC1 | Black Coal | 0 | 0 | 0 | 0 | 0 | 0 | 0 | 0 | 0 | 0 | 0 | 0 | 0 | 0 | 0 | 0 | 0 | 0 | 0 | 0 | 0 | 0 | 0 | 0 | 0 | 0 | 0
VIC1 | Brown Coal | 4820 | 4820 | 4120 | 3370 | 3370 | 2810 | 1720 | 1160 | 1160 | 0 | 0 | 0 | 0 | 0 | 0 | 0 | 0 | 0 | 0 | 0 | 0 | 0 | 0 | 0 | 0 | 0 | 0
VIC1 | CCGT | 0 | 0 | 0 | 0 | 0 | 0 | 0 | 0 | 0 | 0 | 0 | 0 | 0 | 0 | 0 | 0 | 0 | 0 | 0 | 0 | 0 | 0 | 0 | 0 | 0 | 0 | 0
VIC1 | Gas - Steam | 500 | 500 | 500 | 500 | 500 | 500 | 500 | 500 | 500 | 500 | 500 | 500 | 500 | 500 | 500 | 500 | 0 | 0 | 0 | 0 | 0 | 0 | 0 | 0 | 0 | 0 | 0
VIC1 | OCGT / Diesel | 1900 | 1900.0001 | 1900.0001 | 1900.0001 | 1900.0001 | 1900.0001 | 1900.0001 | 1900.0001 | 1900.0001 | 1900.0001 | 1730.0001 | 1730.0003 | 2678.0297 | 2678.0297 | 2678.0297 | 2678.0297 | 2238.0297 | 2238.0297 | 2542.0557 | 2448.0557 | 3335.2859 | 5228.0647 | 5228.0647 | 5228.0647 | 4644.0647 | 4644.0647 | 4644.0647
VIC1 | Hydro | 2264.02 | 2264.02 | 2264.02 | 2264.02 | 2264.02 | 2264.02 | 2264.02 | 2264.02 | 2264.02 | 2264.02 | 2264.02 | 2264.02 | 2264.02 | 2264.02 | 2264.02 | 2264.02 | 2264.02 | 2264.02 | 2264.02 | 2264.02 | 2264.02 | 2264.02 | 2264.02 | 2264.02 | 2264.02 | 2264.02 | 2264.02
VIC1 | Hydrogen Turbine | 0 | 0 | 0 | 0 | 0 | 0 | 0 | 0 | 0 | 0 | 0 | 0 | 0 | 0 | 0 | 0 | 0 | 0 | 0 | 0 | 0 | 0 | 0 | 0 | 0 | 0 | 0
VIC1 | Wind | 4121.91 | 5014.9435 | 5014.9435 | 5468.0172 | 5468.0174 | 5617.0911 | 6805.1263 | 7848.4298 | 7848.4298 | 8285.3746 | 10050.2776 | 9971.0866 | 9971.0866 | 10140.4009 | 10661.3179 | 10354.3569 | 10424.6026 | 10225.5404 | 10225.5404 | 10853.3112 | 10529.5115 | 10217.5116 | 9823.9358 | 11572.0027 | 11939.2122 | 12134.1553 | 12206.9633
VIC1 | Solar PV | 1081.573 | 1081.5732 | 1081.5732 | 1081.5739 | 1081.5739 | 1081.5739 | 1081.574 | 1081.5751 | 1081.5752 | 2625.2123 | 2625.2123 | 3218.7062 | 3218.7063 | 3225.0275 | 3337.0775 | 4027.3025 | 6087.7431 | 6490.5931 | 8812.52 | 9445.2676 | 10360.5475 | 10266.4822 | 10875.8382 | 11050.424 | 11050.424 | 11057.2939 | 11015.1556
VIC1 | Grid Battery | 375.33 | 375.3304 | 375.3304 | 375.3325 | 375.3325 | 375.3325 | 375.3325 | 570.4675 | 570.4675 | 1647.2123 | 1591.8823 | 1591.8823 | 1675.7323 | 1675.7323 | 2053.9923 | 2053.9923 | 2312.3888 | 2992.7487 | 2931.4895 | 2931.4895 | 2931.4895 | 3334.1455 | 3334.1455 | 3334.1433 | 3334.1436 | 3334.1439 | 3346.3549
VIC1 | Pumped Hydro | 0 | 0 | 0.00027208 | 0.00065661 | 0.00066002 | 0.00066341 | 0.00071421 | 0.0013083 | 0.0013096 | 0.0014911 | 0.0015001 | 0.0015119 | 0.01546 | 0.015468 | 32.4884 | 32.4884 | 32.4884 | 266.4993 | 677.9206 | 814.2234 | 814.2234 | 1100.0019 | 1100.003 | 1100.003 | 1100.003 | 1100.0031 | 1100.0031
VIC1 | VPP | 55.8 | 137.17 | 254.76 | 407.72 | 597.23 | 772.53 | 1024.9 | 1224.19 | 1402.07 | 1599.26 | 1857.38 | 2156.22 | 2463.1699 | 2788.1399 | 3128.7199 | 3444.1299 | 3686.7299 | 3923.1 | 4132.3601 | 4321.16 | 4507.69 | 4703.0901 | 4895.4999 | 5098.49 | 5298.7098 | 5511.8401 | 5721.1202
Total excluding storage |  | 15118.633 | 16093.0371 | 15510.6274 | 15366.6644 | 15556.1746 | 15320.5483 | 15670.9536 | 16548.684 | 16726.564 | 18821.0809 | 20618.7738 | 21431.9169 | 22770.7602 | 23271.3658 | 24655.6457 | 25354.3198 | 27046.0025 | 28400.5312 | 31585.9062 | 33077.5274 | 34742.7678 | 37113.3159 | 37521.5069 | 39647.1476 | 39630.5773 | 40045.5209 | 40297.6818
Region | Technology | 2023-24 | 2024-25 | 2025-26 | 2026-27 | 2027-28 | 2028-29 | 2029-30 | 2030-31 | 2031-32 | 2032-33 | 2033-34 | 2034-35 | 2035-36 | 2036-37 | 2037-38 | 2038-39 | 2039-40 | 2040-41 | 2041-42 | 2042-43 | 2043-44 | 2044-45 | 2045-46 | 2046-47 | 2047-48 | 2048-49 | 2049-50
SA1 | Black Coal | 0 | 0 | 0 | 0 | 0 | 0 | 0 | 0 | 0 | 0 | 0 | 0 | 0 | 0 | 0 | 0 | 0 | 0 | 0 | 0 | 0 | 0 | 0 | 0 | 0 | 0 | 0
SA1 | Brown Coal | 0 | 0 | 0 | 0 | 0 | 0 | 0 | 0 | 0 | 0 | 0 | 0 | 0 | 0 | 0 | 0 | 0 | 0 | 0 | 0 | 0 | 0 | 0 | 0 | 0 | 0 | 0
SA1 | CCGT | 709 | 529 | 529 | 529 | 529 | 529 | 529 | 529 | 529 | 529 | 529 | 529 | 529 | 529 | 0 | 0 | 0 | 0 | 0 | 0 | 0 | 0 | 0 | 0 | 0 | 0 | 0
SA1 | Gas - Steam | 800 | 800 | 800 | 0 | 0 | 0 | 0 | 0 | 0 | 0 | 0 | 0 | 0 | 0 | 0 | 0 | 0 | 0 | 0 | 0 | 0 | 0 | 0 | 0 | 0 | 0 | 0
SA1 | OCGT / Diesel | 1460.66 | 1460.66 | 1460.66 | 1460.66 | 1460.66 | 1460.66 | 1460.66 | 1078.16 | 1078.16 | 801.3001 | 801.3001 | 801.3001 | 721.3006 | 721.3006 | 721.3006 | 721.3006 | 721.3006 | 721.3006 | 721.3006 | 721.3006 | 721.303 | 511.3074 | 511.3074 | 357.3074 | 357.3074 | 357.3074 | 357.3074
SA1 | Hydro | 0 | 0 | 0 | 0 | 0 | 0 | 0 | 0 | 0 | 0 | 0 | 0 | 0 | 0 | 0 | 0 | 0 | 0 | 0 | 0 | 0 | 0 | 0 | 0 | 0 | 0 | 0
SA1 | Hydrogen Turbine | 0 | 0 | 0 | 0 | 0 | 0 | 0 | 0 | 0 | 0 | 0 | 0 | 0 | 0 | 0 | 0 | 0 | 0 | 0 | 0 | 0 | 0 | 0 | 0 | 0 | 0 | 0
SA1 | Wind | 2349.75 | 2784.82 | 2784.82 | 3151.1724 | 3118.3319 | 3947.4517 | 3986.1528 | 4005.3203 | 4005.3203 | 4005.3203 | 3974.649 | 3974.649 | 3882.0005 | 3715.8683 | 4687.3443 | 4753.244 | 4685.1942 | 4664.5625 | 4664.5625 | 5262.6405 | 5098.5329 | 5301.5152 | 4958.316 | 6526.994 | 7130.5383 | 7650.4241 | 8024.5651
SA1 | Solar PV | 578.73 | 578.7302 | 578.7309 | 578.7309 | 578.7309 | 578.731 | 578.731 | 578.7322 | 572.6122 | 1369.2486 | 1369.2486 | 2015.4166 | 2015.4166 | 2015.4167 | 2467.2689 | 2609.6867 | 3065.017 | 5875.9563 | 6620.398 | 7371.3217 | 10395.6305 | 10125.6305 | 10118.2505 | 10146.9629 | 10067.7629 | 10487.3329 | 10406.0917
SA1 | Grid Battery | 479.6 | 479.6002 | 479.6003 | 479.6007 | 479.6008 | 479.6008 | 479.6008 | 449.6192 | 449.6192 | 1053.3345 | 1053.3345 | 1028.3345 | 1435.0854 | 1435.0854 | 1435.5093 | 1435.5093 | 1435.5093 | 2369.1465 | 3168.4512 | 3168.4512 | 3810.235 | 4014.8934 | 4004.893 | 4004.8928 | 4004.8928 | 4004.8928 | 4004.8941
SA1 | Pumped Hydro | 0 | 0 | 0.00015147 | 0.0002372 | 0.00033905 | 0.00034233 | 0.00035071 | 0.0004704 | 0.00047191 | 0.00048903 | 0.0004989 | 0.00050819 | 0.00061388 | 0.00061898 | 0.00070051 | 0.00070363 | 0.00071353 | 0.00078412 | 0.00088204 | 0.00092303 | 0.0009467 | 0.0011312 | 0.0011349 | 0.0011376 | 0.0011405 | 0.0011449 | 0.0012433
SA1 | VPP | 88.62 | 126.93 | 170.25 | 214.27 | 262.04 | 314.13 | 396.52 | 477.31 | 565.27 | 670.98 | 790.06 | 915.3 | 1040.16 | 1167.34 | 1287.02 | 1406.9399 | 1492.74 | 1574.29 | 1645.8199 | 1722.14 | 1798.65 | 1879.62 | 1959.37 | 2043.49 | 2126.73 | 2214.3501 | 2301.9099
Total excluding storage |  | 6466.36 | 6759.7404 | 6803.0614 | 6413.4343 | 6428.3639 | 7309.5738 | 7430.6649 | 7118.1421 | 7199.9822 | 8429.184 | 8517.5927 | 9264.0008 | 9622.9637 | 9584.0115 | 10598.4438 | 10926.6812 | 11399.7618 | 15205.2567 | 16820.5331 | 18245.8549 | 21824.3524 | 21832.9675 | 21552.138 | 23079.6481 | 23687.2325 | 24714.3085 | 25094.7695
Region | Technology | 2023-24 | 2024-25 | 2025-26 | 2026-27 | 2027-28 | 2028-29 | 2029-30 | 2030-31 | 2031-32 | 2032-33 | 2033-34 | 2034-35 | 2035-36 | 2036-37 | 2037-38 | 2038-39 | 2039-40 | 2040-41 | 2041-42 | 2042-43 | 2043-44 | 2044-45 | 2045-46 | 2046-47 | 2047-48 | 2048-49 | 2049-50
TAS1 | Black Coal | 0 | 0 | 0 | 0 | 0 | 0 | 0 | 0 | 0 | 0 | 0 | 0 | 0 | 0 | 0 | 0 | 0 | 0 | 0 | 0 | 0 | 0 | 0 | 0 | 0 | 0 | 0
TAS1 | Brown Coal | 0 | 0 | 0 | 0 | 0 | 0 | 0 | 0 | 0 | 0 | 0 | 0 | 0 | 0 | 0 | 0 | 0 | 0 | 0 | 0 | 0 | 0 | 0 | 0 | 0 | 0 | 0
TAS1 | CCGT | 208 | 208 | 208 | 208 | 208 | 208 | 208 | 208 | 208 | 208 | 208 | 208 | 208 | 208 | 208 | 208 | 208 | 208 | 208 | 208 | 208 | 208 | 208 | 208 | 208 | 208 | 208
TAS1 | Gas - Steam | 0 | 0 | 0 | 0 | 0 | 0 | 0 | 0 | 0 | 0 | 0 | 0 | 0 | 0 | 0 | 0 | 0 | 0 | 0 | 0 | 0 | 0 | 0 | 0 | 0 | 0 | 0
TAS1 | OCGT / Diesel | 178 | 178 | 178 | 178 | 178 | 178 | 178 | 178 | 178 | 178 | 178 | 178 | 178.0003 | 178.0003 | 178.0003 | 178.0003 | 178.0003 | 58.0003 | 58.0004 | 58.0004 | 58.0004 | 58.0012 | 58.0012 | 58.0012 | 58.0012 | 58.0012 | 58.0012
TAS1 | Hydro | 2551 | 2551 | 2551 | 2551 | 2551 | 2551 | 2551 | 2551 | 2551 | 2551 | 2551 | 2551 | 2551 | 2551 | 2551 | 2551 | 2551 | 2551 | 2551 | 2551 | 2551 | 2551 | 2551 | 2551 | 2551 | 2551 | 2551
TAS1 | Hydrogen Turbine | 0 | 0 | 0 | 0 | 0 | 0 | 0 | 0 | 0 | 0 | 0 | 0 | 0 | 0 | 0 | 0 | 0 | 0 | 0 | 0 | 0 | 0 | 0 | 0 | 0 | 0 | 0
TAS1 | Wind | 563.6 | 1113.5035 | 1113.5035 | 1129.9265 | 1389.2132 | 1600.6838 | 2061.1389 | 2070.5251 | 2898.763 | 3114.7936 | 3114.7936 | 3114.7936 | 3114.7936 | 3114.7936 | 3114.7936 | 3114.7936 | 3114.7936 | 3114.7936 | 3114.7936 | 3114.7937 | 3114.7937 | 2970.7938 | 3067.8152 | 3136.3878 | 3136.3878 | 3136.3878 | 3136.3878
TAS1 | Solar PV | 0 | 0 | 0 | 0 | 0 | 0 | 0.00010141 | 0.00014186 | 0.00024425 | 0.00058009 | 0.00058125 | 0.0061293 | 0.0062022 | 0.0062055 | 11.532 | 11.5321 | 11.5322 | 11.5322 | 11.5329 | 11.5331 | 262.1278 | 450.0058 | 450.0058 | 450.0058 | 450.0058 | 450.0058 | 450.0058
TAS1 | Grid Battery | 0 | 0.00011891 | 0.00014623 | 0.00027287 | 0.00034102 | 0.00034203 | 0.00043285 | 0.00080496 | 0.0010143 | 0.0012222 | 0.001229 | 0.0012335 | 0.0013007 | 0.0013258 | 0.0013658 | 0.0014578 | 0.0016158 | 0.0016309 | 0.0017647 | 0.0017777 | 0.0020636 | 0.0024857 | 0.0024521 | 0.002424 | 0.0027566 | 0.0031489 | 0.0031993
TAS1 | Pumped Hydro | 0 | 0 | 0.00049437 | 0.0005504 | 0.00066314 | 0.00073702 | 0.0011093 | 0.49604 | 298.1343 | 560.8284 | 560.8284 | 560.8284 | 776.7515 | 776.7515 | 776.7515 | 776.7515 | 776.7516 | 776.7516 | 833.6094 | 833.6094 | 833.6095 | 962.1084 | 962.1084 | 962.1085 | 962.1085 | 962.1085 | 962.1086
TAS1 | VPP | 6.48 | 13.06 | 22.07 | 33.05 | 46.21 | 61.68 | 85.3 | 104.67 | 124.59 | 148.98 | 176.72 | 207.34 | 238.55 | 270.94 | 302.03 | 333.24 | 355.98 | 377.66 | 396.47 | 416.27 | 435.68 | 456.1 | 475.92 | 496.67 | 516.81 | 537.9 | 558.31
Total excluding storage |  | 3507.08 | 4063.5637 | 4072.5742 | 4099.9773 | 4372.4242 | 4599.3649 | 5083.4406 | 5112.6921 | 6258.4886 | 6761.6037 | 6789.3438 | 6819.9693 | 7067.103 | 7099.493 | 7142.1089 | 7173.3191 | 7196.0593 | 7097.7393 | 7173.4082 | 7193.2084 | 7463.2135 | 7656.0116 | 7772.8531 | 7862.1757 | 7882.316 | 7903.4065 | 7923.8165
Explicitly modelled pumping
Region | Technology | 2023-24 | 2024-25 | 2025-26 | 2026-27 | 2027-28 | 2028-29 | 2029-30 | 2030-31 | 2031-32 | 2032-33 | 2033-34 | 2034-35 | 2035-36 | 2036-37 | 2037-38 | 2038-39 | 2039-40 | 2040-41 | 2041-42 | 2042-43 | 2043-44 | 2044-45 | 2045-46 | 2046-47 | 2047-48 | 2048-49 | 2049-50
NEM | Grid Battery pump | 954.93 | 954.9326 | 1379.754 | 1379.757 | 2006.5089 | 3269.466 | 3344.4661 | 3713.205 | 3796.9531 | 6213.9181 | 6917.2293 | 6892.2295 | 7382.8309 | 7332.831 | 7711.5149 | 7711.5151 | 10804.7692 | 12437.5174 | 14507.9554 | 17958.7694 | 18600.5551 | 19562.516 | 19127.7008 | 19761.2144 | 19134.4636 | 22035.8595 | 21980.5773
NEM | Pumped Hydro Pump | 1310 | 1310 | 2033.4324 | 2033.4331 | 4073.4334 | 4307.4463 | 4307.4468 | 4307.9425 | 4605.5808 | 4868.275 | 5027.7435 | 5027.7435 | 5243.6807 | 5243.6808 | 7045.11 | 7045.11 | 7667.9602 | 7901.9712 | 8370.2505 | 8506.5534 | 8506.5535 | 8920.8314 | 8920.8325 | 9688.3236 | 9688.3236 | 9688.3238 | 9688.3239
NEM | VPP pump | 318.73 | 623.03 | 1035.46 | 1538.9 | 2142.79 | 2807.6 | 3819.27 | 4674.27 | 5519.2001 | 6499.25 | 7698.5399 | 9010.2399 | 10339.3001 | 11714.6999 | 13054.31 | 14363.1999 | 15318.2998 | 16214.4898 | 16978.9203 | 17751.1898 | 18511.9699 | 19307.4097 | 20087.2598 | 20907.45 | 21712.49 | 22566.1805 | 23396.9398
Region | Technology | 2023-24 | 2024-25 | 2025-26 | 2026-27 | 2027-28 | 2028-29 | 2029-30 | 2030-31 | 2031-32 | 2032-33 | 2033-34 | 2034-35 | 2035-36 | 2036-37 | 2037-38 | 2038-39 | 2039-40 | 2040-41 | 2041-42 | 2042-43 | 2043-44 | 2044-45 | 2045-46 | 2046-47 | 2047-48 | 2048-49 | 2049-50
NSW1 | Grid Battery pump | 50 | 50.0018 | 474.8229 | 474.8231 | 1101.5747 | 1501.5728 | 1576.5728 | 1576.5736 | 1576.5737 | 1830.9033 | 1830.9033 | 1830.9033 | 1830.9038 | 1780.9038 | 1780.9039 | 1780.9039 | 3161.7795 | 3161.7804 | 3520.3739 | 3701.6223 | 3701.6235 | 4056.27 | 3631.4551 | 4264.9715 | 3638.22 | 4862.797 | 4795.3024
NSW1 | Pumped Hydro Pump | 840 | 840 | 1313.4312 | 1313.4312 | 3353.4312 | 3353.4313 | 3353.4313 | 3353.4313 | 3353.4313 | 3353.4313 | 3353.4314 | 3353.4314 | 3353.4314 | 3353.4314 | 3353.4323 | 3353.4323 | 3353.4323 | 3353.4323 | 3353.4323 | 3353.4324 | 3353.4324 | 3353.4327 | 3353.4327 | 3353.4347 | 3353.4347 | 3353.4347 | 3353.4347
NSW1 | VPP pump | 97.18 | 193.89 | 321.47 | 477.31 | 663.94 | 884.26 | 1223.6 | 1508.4199 | 1818.1601 | 2178.94 | 2618.45 | 3090.16 | 3561.6901 | 4049.33 | 4508.48 | 4960.7201 | 5286.7 | 5588.1199 | 5842.6702 | 6109.57 | 6370.5701 | 6645.5899 | 6914.0398 | 7197.4098 | 7473.8901 | 7766.0502 | 8050.0099
Region | Technology | 2023-24 | 2024-25 | 2025-26 | 2026-27 | 2027-28 | 2028-29 | 2029-30 | 2030-31 | 2031-32 | 2032-33 | 2033-34 | 2034-35 | 2035-36 | 2036-37 | 2037-38 | 2038-39 | 2039-40 | 2040-41 | 2041-42 | 2042-43 | 2043-44 | 2044-45 | 2045-46 | 2046-47 | 2047-48 | 2048-49 | 2049-50
QLD1 | Grid Battery pump | 100 | 100.0002 | 100.0003 | 100.0004 | 100.0006 | 962.9596 | 962.9596 | 1166.5438 | 1250.2916 | 1732.4668 | 2491.1079 | 2491.1081 | 2491.1081 | 2491.1081 | 2491.1081 | 2491.1081 | 3945.09 | 3963.8402 | 4937.639 | 8207.2047 | 8207.2049 | 8207.2048 | 8207.2048 | 8207.2044 | 8207.2043 | 9884.0227 | 9884.0227
QLD1 | Pumped Hydro Pump | 470 | 470 | 720.0003 | 720.0005 | 720.0005 | 954.0133 | 954.0133 | 954.0133 | 954.0133 | 954.0133 | 1113.4817 | 1113.4818 | 1113.4818 | 1113.4818 | 2882.437 | 2882.437 | 3505.2873 | 3505.2873 | 3505.2873 | 3505.2873 | 3505.2873 | 3505.2873 | 3505.2873 | 4272.7764 | 4272.7764 | 4272.7764 | 4272.7764
QLD1 | VPP pump | 70.65 | 151.98 | 266.91 | 406.55 | 573.37 | 775 | 1088.95 | 1359.6801 | 1609.11 | 1901.09 | 2255.9299 | 2641.22 | 3035.73 | 3438.95 | 3828.0601 | 4218.1699 | 4496.1499 | 4751.3198 | 4961.6001 | 5182.0498 | 5399.3799 | 5623.0098 | 5842.4302 | 6071.3901 | 6296.3501 | 6536.04 | 6765.5898
Region | Technology | 2023-24 | 2024-25 | 2025-26 | 2026-27 | 2027-28 | 2028-29 | 2029-30 | 2030-31 | 2031-32 | 2032-33 | 2033-34 | 2034-35 | 2035-36 | 2036-37 | 2037-38 | 2038-39 | 2039-40 | 2040-41 | 2041-42 | 2042-43 | 2043-44 | 2044-45 | 2045-46 | 2046-47 | 2047-48 | 2048-49 | 2049-50
VIC1 | Grid Battery pump | 375.33 | 375.3304 | 375.3304 | 375.3325 | 375.3325 | 375.3325 | 375.3325 | 570.4675 | 570.4675 | 1647.2123 | 1591.8823 | 1591.8823 | 1675.7323 | 1675.7323 | 2053.9923 | 2053.9923 | 2312.3888 | 2992.7487 | 2931.4895 | 2931.4895 | 2931.4895 | 3334.1455 | 3334.1455 | 3334.1433 | 3334.1436 | 3334.1439 | 3346.3549
VIC1 | Pumped Hydro Pump | 0 | 0 | 0.00027208 | 0.00065661 | 0.00066002 | 0.00066341 | 0.00071421 | 0.0013083 | 0.0013096 | 0.0014911 | 0.0015001 | 0.0015119 | 0.01546 | 0.015468 | 32.4884 | 32.4884 | 32.4884 | 266.4993 | 677.9206 | 814.2234 | 814.2234 | 1100.0019 | 1100.003 | 1100.003 | 1100.003 | 1100.0031 | 1100.0031
VIC1 | VPP pump | 55.8 | 137.17 | 254.76 | 407.72 | 597.23 | 772.53 | 1024.9 | 1224.19 | 1402.07 | 1599.26 | 1857.38 | 2156.22 | 2463.1699 | 2788.1399 | 3128.7199 | 3444.1299 | 3686.7299 | 3923.1 | 4132.3601 | 4321.16 | 4507.69 | 4703.0901 | 4895.4999 | 5098.49 | 5298.7098 | 5511.8401 | 5721.1202
Region | Technology | 2023-24 | 2024-25 | 2025-26 | 2026-27 | 2027-28 | 2028-29 | 2029-30 | 2030-31 | 2031-32 | 2032-33 | 2033-34 | 2034-35 | 2035-36 | 2036-37 | 2037-38 | 2038-39 | 2039-40 | 2040-41 | 2041-42 | 2042-43 | 2043-44 | 2044-45 | 2045-46 | 2046-47 | 2047-48 | 2048-49 | 2049-50
SA1 | Grid Battery pump | 429.6 | 429.6002 | 429.6003 | 429.6007 | 429.6008 | 429.6008 | 429.6008 | 399.6192 | 399.6192 | 1003.3345 | 1003.3345 | 978.3345 | 1385.0854 | 1385.0854 | 1385.5093 | 1385.5093 | 1385.5093 | 2319.1465 | 3118.4512 | 3118.4512 | 3760.235 | 3964.8934 | 3954.893 | 3954.8928 | 3954.8928 | 3954.8928 | 3954.8941
SA1 | Pumped Hydro Pump | 0 | 0 | 0.00015147 | 0.0002372 | 0.00033905 | 0.00034233 | 0.00035071 | 0.0004704 | 0.00047191 | 0.00048903 | 0.0004989 | 0.00050819 | 0.00061388 | 0.00061898 | 0.00070051 | 0.00070363 | 0.00071353 | 0.00078412 | 0.00088204 | 0.00092303 | 0.0009467 | 0.0011312 | 0.0011349 | 0.0011376 | 0.0011405 | 0.0011449 | 0.0012433
SA1 | VPP pump | 88.62 | 126.93 | 170.25 | 214.27 | 262.04 | 314.13 | 396.52 | 477.31 | 565.27 | 670.98 | 790.06 | 915.3 | 1040.16 | 1167.34 | 1287.02 | 1406.9399 | 1492.74 | 1574.29 | 1645.8199 | 1722.14 | 1798.65 | 1879.62 | 1959.37 | 2043.49 | 2126.73 | 2214.3501 | 2301.9099
Region | Technology | 2023-24 | 2024-25 | 2025-26 | 2026-27 | 2027-28 | 2028-29 | 2029-30 | 2030-31 | 2031-32 | 2032-33 | 2033-34 | 2034-35 | 2035-36 | 2036-37 | 2037-38 | 2038-39 | 2039-40 | 2040-41 | 2041-42 | 2042-43 | 2043-44 | 2044-45 | 2045-46 | 2046-47 | 2047-48 | 2048-49 | 2049-50
TAS1 | Grid Battery pump | 0 | 0.00011891 | 0.00014623 | 0.00027287 | 0.00034102 | 0.00034203 | 0.00043285 | 0.00080496 | 0.0010143 | 0.0012222 | 0.001229 | 0.0012335 | 0.0013007 | 0.0013258 | 0.0013658 | 0.0014578 | 0.0016158 | 0.0016309 | 0.0017647 | 0.0017777 | 0.0020636 | 0.0024857 | 0.0024521 | 0.002424 | 0.0027566 | 0.0031489 | 0.0031993
TAS1 | Pumped Hydro Pump | 0 | 0 | 0.00049437 | 0.0005504 | 0.00066314 | 0.00073702 | 0.0011093 | 0.49604 | 298.1343 | 560.8284 | 560.8284 | 560.8284 | 776.7515 | 776.7515 | 776.7515 | 776.7515 | 776.7516 | 776.7516 | 833.6094 | 833.6094 | 833.6095 | 962.1084 | 962.1084 | 962.1085 | 962.1085 | 962.1085 | 962.1086
TAS1 | VPP pump | 6.48 | 13.06 | 22.07 | 33.05 | 46.21 | 61.68 | 85.3 | 104.67 | 124.59 | 148.98 | 176.72 | 207.34 | 238.55 | 270.94 | 302.03 | 333.24 | 355.98 | 377.66 | 396.47 | 416.27 | 435.68 | 456.1 | 475.92 | 496.67 | 516.81 | 537.9 | 558.31
Non-controllable capacity
Region | Technology | 2023-24 | 2024-25 | 2025-26 | 2026-27 | 2027-28 | 2028-29 | 2029-30 | 2030-31 | 2031-32 | 2032-33 | 2033-34 | 2034-35 | 2035-36 | 2036-37 | 2037-38 | 2038-39 | 2039-40 | 2040-41 | 2041-42 | 2042-43 | 2043-44 | 2044-45 | 2045-46 | 2046-47 | 2047-48 | 2048-49 | 2049-50
NEM | Distributed PV | 21305.3199 | 23783.7875 | 26307.9402 | 28683.0656 | 30997.3311 | 33056.1738 | 35131.4286 | 37225.1411 | 39139.2597 | 41092.1585 | 43056.1697 | 44973.918 | 46776.6488 | 48455.6888 | 50096.6069 | 51732.2029 | 53368.4087 | 54991.7064 | 56590.529 | 58157.7847 | 59721.6486 | 61252.1457 | 62750.1401 | 64227.6819 | 65692.4157 | 67156.842 | 68592.5947
NEM | Behind the meter battery | 1532.774 | 2363.942 | 3138.813 | 3799.655 | 4362.937 | 4766.226 | 5452.85 | 6404.258 | 7275.412 | 8208.606 | 9365.756 | 10518.285 | 11616.745 | 12616.001 | 13522.413 | 14246.216 | 14595.405 | 14782.715 | 14854.807 | 14850.894 | 14858.858 | 14816.816 | 14786.692 | 14709.851 | 14647.112 | 14542.039 | 14447.076
NEM | Behind the meter battery pump | 1532.774 | 2363.942 | 3138.813 | 3799.655 | 4362.937 | 4766.226 | 5452.85 | 6404.258 | 7275.412 | 8208.606 | 9365.756 | 10518.285 | 11616.745 | 12616.001 | 13522.413 | 14246.216 | 14595.405 | 14782.715 | 14854.807 | 14850.894 | 14858.858 | 14816.816 | 14786.692 | 14709.851 | 14647.112 | 14542.039 | 14447.076
Region | Technology | 2023-24 | 2024-25 | 2025-26 | 2026-27 | 2027-28 | 2028-29 | 2029-30 | 2030-31 | 2031-32 | 2032-33 | 2033-34 | 2034-35 | 2035-36 | 2036-37 | 2037-38 | 2038-39 | 2039-40 | 2040-41 | 2041-42 | 2042-43 | 2043-44 | 2044-45 | 2045-46 | 2046-47 | 2047-48 | 2048-49 | 2049-50
NSW1 | Distributed PV | 6922.7278 | 7729.2309 | 8520.6213 | 9270.916 | 9991.0548 | 10709.4737 | 11436.4432 | 12170.0293 | 12901.8102 | 13643.2719 | 14388.327 | 15121.2532 | 15810.1091 | 16449.2428 | 17061.911 | 17667.5949 | 18262.5884 | 18847.5107 | 19429.6702 | 20006.0115 | 20581.8604 | 21155.9203 | 21714.392 | 22270.0128 | 22818.1721 | 23366.9007 | 23907.737
NSW1 | Behind the meter battery | 551.877 | 804.322 | 1024.308 | 1210.452 | 1364.306 | 1497.826 | 1724.841 | 2042.145 | 2372.98 | 2728.353 | 3161.396 | 3582.597 | 3974.635 | 4331.67 | 4638.514 | 4887.035 | 5003.34 | 5060.883 | 5077.624 | 5077.998 | 5080.442 | 5067.991 | 5058.102 | 5033.27 | 5011.559 | 4974.783 | 4941.039
NSW1 | Behind the meter battery pump | 551.877 | 804.322 | 1024.308 | 1210.452 | 1364.306 | 1497.826 | 1724.841 | 2042.145 | 2372.98 | 2728.353 | 3161.396 | 3582.597 | 3974.635 | 4331.67 | 4638.514 | 4887.035 | 5003.34 | 5060.883 | 5077.624 | 5077.998 | 5080.442 | 5067.991 | 5058.102 | 5033.27 | 5011.559 | 4974.783 | 4941.039
Region | Technology | 2023-24 | 2024-25 | 2025-26 | 2026-27 | 2027-28 | 2028-29 | 2029-30 | 2030-31 | 2031-32 | 2032-33 | 2033-34 | 2034-35 | 2035-36 | 2036-37 | 2037-38 | 2038-39 | 2039-40 | 2040-41 | 2041-42 | 2042-43 | 2043-44 | 2044-45 | 2045-46 | 2046-47 | 2047-48 | 2048-49 | 2049-50
QLD1 | Distributed PV | 6248.8361 | 6947.0674 | 7675.3939 | 8329.1378 | 8959.7591 | 9601.5014 | 10257.5206 | 10923.9163 | 11482.7322 | 12062.7058 | 12645.1129 | 13200.5423 | 13720.0122 | 14196.9812 | 14666.6175 | 15133.8037 | 15601.3471 | 16059.6919 | 16507.7851 | 16936.909 | 17361.4807 | 17759.7202 | 18151.2329 | 18530.0201 | 18907.3395 | 19284.6318 | 19645.5083
QLD1 | Behind the meter battery | 394.573 | 630.911 | 861.169 | 1044.6 | 1202.901 | 1345.985 | 1584.437 | 1898.505 | 2160.37 | 2444.34 | 2791.527 | 3133.696 | 3465.114 | 3761.008 | 4025.809 | 4247.882 | 4350.515 | 4399.744 | 4410.491 | 4406.235 | 4406.755 | 4388.948 | 4375.983 | 4347.22 | 4324.124 | 4288.709 | 4255.283
QLD1 | Behind the meter battery pump | 394.573 | 630.911 | 861.169 | 1044.6 | 1202.901 | 1345.985 | 1584.437 | 1898.505 | 2160.37 | 2444.34 | 2791.527 | 3133.696 | 3465.114 | 3761.008 | 4025.809 | 4247.882 | 4350.515 | 4399.744 | 4410.491 | 4406.235 | 4406.755 | 4388.948 | 4375.983 | 4347.22 | 4324.124 | 4288.709 | 4255.283
Region | Technology | 2023-24 | 2024-25 | 2025-26 | 2026-27 | 2027-28 | 2028-29 | 2029-30 | 2030-31 | 2031-32 | 2032-33 | 2033-34 | 2034-35 | 2035-36 | 2036-37 | 2037-38 | 2038-39 | 2039-40 | 2040-41 | 2041-42 | 2042-43 | 2043-44 | 2044-45 | 2045-46 | 2046-47 | 2047-48 | 2048-49 | 2049-50
VIC1 | Distributed PV | 5088.0472 | 5784.8093 | 6517.8103 | 7244.8402 | 7972.8586 | 8440.036 | 8899.9999 | 9361.2525 | 9753.485 | 10152.4267 | 10554.6243 | 10955.7069 | 11336.6884 | 11697.8006 | 12064.3842 | 12436.8983 | 12822.6385 | 13216.1178 | 13604.8437 | 13986.4661 | 14369.4957 | 14748.6326 | 15123.685 | 15496.2621 | 15868.3943 | 16240.828 | 16611.2477
VIC1 | Behind the meter battery | 332.366 | 592.893 | 841.022 | 1068.623 | 1263.973 | 1337.973 | 1465.997 | 1677.258 | 1844.193 | 2011.668 | 2249.247 | 2505.083 | 2754.957 | 2990.166 | 3229.36 | 3404.1 | 3500.948 | 3565.602 | 3605.174 | 3604.675 | 3607.498 | 3598.421 | 3592.641 | 3576.025 | 3563.233 | 3540.764 | 3521.58
VIC1 | Behind the meter battery pump | 332.366 | 592.893 | 841.022 | 1068.623 | 1263.973 | 1337.973 | 1465.997 | 1677.258 | 1844.193 | 2011.668 | 2249.247 | 2505.083 | 2754.957 | 2990.166 | 3229.36 | 3404.1 | 3500.948 | 3565.602 | 3605.174 | 3604.675 | 3607.498 | 3598.421 | 3592.641 | 3576.025 | 3563.233 | 3540.764 | 3521.58
Region | Technology | 2023-24 | 2024-25 | 2025-26 | 2026-27 | 2027-28 | 2028-29 | 2029-30 | 2030-31 | 2031-32 | 2032-33 | 2033-34 | 2034-35 | 2035-36 | 2036-37 | 2037-38 | 2038-39 | 2039-40 | 2040-41 | 2041-42 | 2042-43 | 2043-44 | 2044-45 | 2045-46 | 2046-47 | 2047-48 | 2048-49 | 2049-50
SA1 | Distributed PV | 2721.0736 | 2952.4036 | 3178.229 | 3380.018 | 3575.1143 | 3766.8022 | 3959.2366 | 4151.598 | 4345.6836 | 4540.7188 | 4737.6385 | 4929.8701 | 5109.2393 | 5277.1929 | 5434.8308 | 5590.0872 | 5742.5081 | 5893.3201 | 6037.731 | 6182.434 | 6327.0782 | 6470.3066 | 6608.7163 | 6745.5179 | 6879.6508 | 7013.3702 | 7145.4031
SA1 | Behind the meter battery | 212.581 | 276.144 | 335.754 | 385.712 | 430.437 | 473.619 | 550.521 | 637.233 | 727.4 | 829.162 | 941.165 | 1047.02 | 1145.747 | 1232.744 | 1306.889 | 1367.354 | 1391.833 | 1402.348 | 1404.488 | 1403.319 | 1403.71 | 1400.492 | 1398.408 | 1392.55 | 1387.998 | 1379.539 | 1372.647
SA1 | Behind the meter battery pump | 212.581 | 276.144 | 335.754 | 385.712 | 430.437 | 473.619 | 550.521 | 637.233 | 727.4 | 829.162 | 941.165 | 1047.02 | 1145.747 | 1232.744 | 1306.889 | 1367.354 | 1391.833 | 1402.348 | 1404.488 | 1403.319 | 1403.71 | 1400.492 | 1398.408 | 1392.55 | 1387.998 | 1379.539 | 1372.647
Region | Technology | 2023-24 | 2024-25 | 2025-26 | 2026-27 | 2027-28 | 2028-29 | 2029-30 | 2030-31 | 2031-32 | 2032-33 | 2033-34 | 2034-35 | 2035-36 | 2036-37 | 2037-38 | 2038-39 | 2039-40 | 2040-41 | 2041-42 | 2042-43 | 2043-44 | 2044-45 | 2045-46 | 2046-47 | 2047-48 | 2048-49 | 2049-50
TAS1 | Distributed PV | 324.6353 | 370.2763 | 415.8856 | 458.1536 | 498.5443 | 538.3605 | 578.2282 | 618.3449 | 655.5487 | 693.0354 | 730.4671 | 766.5455 | 800.5998 | 834.4713 | 868.8634 | 903.8188 | 939.3267 | 975.0659 | 1010.4991 | 1045.9641 | 1081.7335 | 1117.566 | 1152.1139 | 1185.8689 | 1218.859 | 1251.1113 | 1282.6985
TAS1 | Behind the meter battery | 41.377 | 59.672 | 76.56 | 90.268 | 101.32 | 110.823 | 127.054 | 149.117 | 170.469 | 195.083 | 222.421 | 249.889 | 276.292 | 300.413 | 321.841 | 339.845 | 348.769 | 354.138 | 357.03 | 358.667 | 360.453 | 360.964 | 361.558 | 360.786 | 360.198 | 358.244 | 356.527
TAS1 | Behind the meter battery pump | 41.377 | 59.672 | 76.56 | 90.268 | 101.32 | 110.823 | 127.054 | 149.117 | 170.469 | 195.083 | 222.421 | 249.889 | 276.292 | 300.413 | 321.841 | 339.845 | 348.769 | 354.138 | 357.03 | 358.667 | 360.453 | 360.964 | 361.558 | 360.786 | 360.198 | 358.244 | 356.527

## BaseCase_REZ Generation
Annual sent-out generation by REZ (GWh) - BaseCase, Step Change Scenario
Note: the REZ generation includes generation from the existing, committed and anticipated renewables mapped to the relevant REZs
Explicitly modelled generation
Region | REZ | REZ Name | Technology | 2023-24 | 2024-25 | 2025-26 | 2026-27 | 2027-28 | 2028-29 | 2029-30 | 2030-31 | 2031-32 | 2032-33 | 2033-34 | 2034-35 | 2035-36 | 2036-37 | 2037-38 | 2038-39 | 2039-40 | 2040-41 | 2041-42 | 2042-43 | 2043-44 | 2044-45 | 2045-46 | 2046-47 | 2047-48 | 2048-49 | 2049-50
QLD | Q1 | Far North QLD | Solar | 0 | 7.4536e-05 | 8.0564e-05 | 7.9708e-05 | 7.4691e-05 | 6.8768e-05 | 7.7655e-05 | 7.8055e-05 | 7.3372e-05 | 8.1513e-05 | 9.691e-05 | 9.4214e-05 | 9.2175e-05 | 9.3348e-05 | 0.00010492 | 0.0001128 | 0.00014666 | 0.00013525 | 0.00014754 | 0.00016372 | 0.00017996 | 0.00017842 | 0.00017388 | 0.00018889 | 0.00020793 | 0.00023892 | 0.00022591
QLD | Q2 | North Qld Clean Energy Hub | Solar | 222.2391 | 197.5116 | 215.9139 | 213.2882 | 208.379 | 194.0882 | 205.3838 | 199.8453 | 198.4638 | 203.0273 | 197.3295 | 190.9818 | 189.9167 | 188.9837 | 68.2651 | 70.9306 | 62.2412 | 58.407 | 61.7736 | 59.59 | 58.0701 | 56.402 | 63.2957 | 31.4147 | 31.421 | 0.00028269 | 0.00028052
QLD | Q3 | Northern Qld | Solar | 1169.5937 | 1051.5836 | 1181.3905 | 1159.481 | 1097.7396 | 1020.7868 | 1133.2082 | 1129.4982 | 1092.9231 | 1134.8261 | 1078.6728 | 1048.5605 | 1027.0775 | 1012.9416 | 1038.6951 | 1129.9407 | 1118.9544 | 995.3799 | 1124.8888 | 1596.4916 | 1341.3532 | 1257.4406 | 1254.3793 | 1984.7976 | 1899.7077 | 2003.1934 | 1639.8593
QLD | Q4 | Isaac | Solar | 1573.5319 | 1423.4636 | 1552.6609 | 1578.8158 | 1497.4833 | 1428.949 | 1593.6121 | 1575.999 | 1584.7999 | 1606.5112 | 1530.2619 | 1446.9352 | 1483.9708 | 1458.0499 | 1311.127 | 1439.6162 | 1270.6416 | 1186.1613 | 1286.6266 | 4193.4239 | 4025.7764 | 3822.098 | 4814.7087 | 7939.4561 | 8327.9278 | 9250.8142 | 8392.7763
QLD | Q5 | Barcaldine | Solar | 35.5272 | 31.3373 | 34.3041 | 34.6922 | 34.4615 | 43.9368 | 45.8528 | 44.6465 | 44.5595 | 45.4019 | 44.0126 | 41.2869 | 42.4995 | 43.4862 | 85.2437 | 87.7676 | 121.6041 | 116.0371 | 123.8657 | 116.5563 | 95.5898 | 93.6934 | 117.0261 | 113.7403 | 114.6581 | 120.4559 | 116.3199
QLD | Q6 | Fitzroy | Solar | 843.7594 | 800.7085 | 898.859 | 904.0598 | 879.8228 | 759.6889 | 863.889 | 853.2198 | 1165.5161 | 1746.4735 | 2895.5579 | 2787.7348 | 2723.2413 | 2724.1578 | 5987.4062 | 7523.2966 | 11647.3697 | 14961.716 | 15643.5709 | 16268.5215 | 15591.9696 | 14882.795 | 14661.5158 | 13050.813 | 13912.1546 | 14379.1314 | 14013.694
QLD | Q7 | Wide Bay | Solar | 1360.9644 | 1214.2181 | 1347.3768 | 1312.8488 | 1281.6467 | 1141.724 | 1248.3104 | 1241.7437 | 1315.8825 | 1283.0436 | 1258.7235 | 1238.0331 | 1191.0772 | 1207.8004 | 1060.0197 | 1130.3169 | 1032.6097 | 1082.9421 | 1493.3745 | 4900.1172 | 4816.8155 | 4534.7119 | 4553.4047 | 4097.7341 | 3777.2185 | 3997.6898 | 3911.4331
QLD | Q8 | Darling Downs | Solar | 3384.5251 | 3288.8236 | 3513.433 | 3636.5523 | 3555.8027 | 3528.8943 | 3828.1085 | 5322.5663 | 6334.7718 | 7002.2014 | 9408.2315 | 11056.4297 | 11045.7698 | 10758.9777 | 9402.1369 | 10423.2941 | 14503.6959 | 14187.5115 | 14190.3343 | 16135.1369 | 16130.0947 | 15455.3866 | 15366.6561 | 12743.242 | 12568.5786 | 14343.8144 | 17345.7073
QLD | Q9 | Banana | Solar | 0 | 0.00010672 | 0.00020449 | 0.00022632 | 0.00022436 | 0.00045941 | 68.1811 | 124.4559 | 369.2147 | 364.7758 | 412.1292 | 409.1297 | 395.9044 | 398.1984 | 474.0108 | 520.5563 | 4356.723 | 5615.565 | 5805.6226 | 12530.325 | 12199.536 | 11831.072 | 11814.45 | 10742.279 | 12415.172 | 15978.679 | 16883.684
NSW | N1 | North West NSW | Solar | 433.6835 | 400.0156 | 409.8809 | 435.3149 | 403.6823 | 389.1695 | 405.9394 | 429.8573 | 427.2747 | 440.1854 | 426.6869 | 408.573 | 410.7407 | 411.9131 | 385.413 | 367.8361 | 427.337 | 424.9491 | 438.3426 | 407.2624 | 400.479 | 404.6632 | 415.2118 | 397.3207 | 330.6182 | 335.4112 | 318.1687
NSW | N2 | New England | Solar | 1206.6878 | 1175.8702 | 1196.4971 | 1252.2941 | 1217.1398 | 1033.1284 | 1074.0694 | 1725.949 | 1789.3687 | 1766.2862 | 1809.4033 | 1676.5577 | 1733.5556 | 1752.6146 | 3902.8071 | 3818.5592 | 4390.2151 | 5492.7928 | 5540.8026 | 5384.292 | 4912.6755 | 5133.6153 | 5128.027 | 4884.269 | 3963.203 | 4165.414 | 6647.6816
NSW | N3 | Central-West Orana | Solar | 2198.9736 | 2149.5171 | 4133.1895 | 4383.9525 | 4370.6208 | 3754.2388 | 4836.2144 | 8162.674 | 8279.5089 | 8115.8296 | 9526.9479 | 9467.4225 | 10121.5311 | 9962.118 | 8742.8618 | 10300.6754 | 14634.4341 | 14676.6343 | 14598.6814 | 15013.434 | 15839.662 | 16611.6221 | 16510.1796 | 17473.9915 | 19463.687 | 22749.3439 | 22595.5235
NSW | N4 | Broken Hill | Solar | 107.1548 | 78.8952 | 92.4631 | 103.4272 | 109.3318 | 118.2268 | 113.6804 | 102.7317 | 104.0109 | 106.5691 | 101.8986 | 99.8066 | 96.2561 | 100.8455 | 94.8949 | 113.7138 | 296.0069 | 295.4096 | 333.8631 | 393.8165 | 463.2405 | 465.6459 | 527.5521 | 433.6279 | 427.781 | 458.5934 | 496.8651
NSW | N5 | South West NSW | Solar | 1857.9451 | 1595.1524 | 1701.7506 | 2263.5661 | 2367.5539 | 2421.1335 | 2386.0828 | 2340.6073 | 2262.4499 | 2436.8434 | 2347.742 | 2257.8872 | 2299.2637 | 2325.5284 | 3001.318 | 2842.7661 | 3209.9574 | 3318.9062 | 3692.8232 | 3329.4509 | 3194.1891 | 3242.6227 | 3353.5436 | 3176.305 | 2796.7632 | 2840.1923 | 2707.9162
NSW | N6 | Wagga Wagga | Solar | 1566.7522 | 1496.9218 | 1446.2401 | 1545.8811 | 1585.4526 | 2783.9927 | 3788.3276 | 4015.4325 | 3874.4826 | 4043.4859 | 3910.2184 | 3756.0415 | 3958.7627 | 3979.1975 | 3516.5891 | 3633.6529 | 3580.3013 | 3042.1717 | 6441.0233 | 6088.1856 | 5497.8173 | 5491.7194 | 5665.7071 | 5586.8192 | 4975.3002 | 4999.5924 | 4642.5322
NSW | N7 | Tumut | Solar | 0 | 0 | 0 | 0 | 0 | 0 | 0 | 0 | 0 | 0 | 0 | 0 | 0 | 0 | 0 | 0 | 0 | 0 | 0 | 0 | 0 | 0 | 0 | 0 | 0 | 0 | 0
NSW | N8 | Cooma-Monaro | Solar | 0 | 0 | 0 | 0 | 0 | 0 | 0 | 0 | 0 | 0 | 0 | 0 | 0 | 0 | 0 | 0 | 0 | 0 | 0 | 0 | 0 | 0 | 0 | 0 | 0 | 0 | 0
VIC | V1 | Ovens Murray | Solar | 0 | 0.00025495 | 0.00025697 | 0.00027793 | 0.00026638 | 0.00024771 | 0.00027907 | 0.0008525 | 0.00077574 | 2076.5894 | 2071.5176 | 1942.2545 | 2047.4535 | 2018.9612 | 2006.13 | 2280.8481 | 2441.129 | 2776.2754 | 5692.353 | 5052.413 | 4816.185 | 5413.1143 | 6102.1943 | 5744.5884 | 5548.384 | 5811.9395 | 5595.9243
VIC | V2 | Murray River | Solar | 1254.4128 | 1037.2033 | 1087.0503 | 1085.195 | 1047.6241 | 1010.5053 | 973.5258 | 970.2473 | 996.2905 | 1098.668 | 968.9331 | 979.5489 | 1035.5218 | 1056.2625 | 1032.5242 | 1048.2986 | 983.2637 | 1049.1375 | 1112.8055 | 1196.0397 | 1297.9742 | 1350.7708 | 1417.7264 | 1273.7613 | 1306.1252 | 1335.1016 | 1192.892
VIC | V3 | Western Victoria | Solar | 0 | 0.00015705 | 0.00017129 | 0.00055278 | 0.00058468 | 0.00049982 | 0.00054156 | 0.0011189 | 0.0010544 | 737.6199 | 670.9794 | 713.772 | 735.4557 | 796.2142 | 632.4666 | 1081.9682 | 1122.8573 | 1084.1707 | 2423.7151 | 2355.4564 | 2638.4854 | 2973.6065 | 3090.9047 | 2418.9668 | 2465.4459 | 2498.5456 | 2176.2699
VIC | V4 | South West Victoria | Solar | 0 | 0 | 0 | 0 | 0 | 0 | 0 | 0 | 0 | 0 | 0 | 0 | 0 | 0 | 0 | 0 | 0 | 0 | 0 | 0 | 0 | 0 | 0 | 0 | 0 | 0 | 0
VIC | V5 | Gippsland | Solar | 0 | 9.1995e-05 | 0.0001203 | 0.00031029 | 0.0002992 | 0.00025334 | 0.00026017 | 0.00037135 | 0.00034962 | 0.0018822 | 0.0018825 | 874.4858 | 909.4529 | 925.0134 | 752.477 | 1014.5644 | 4252.919 | 4000.0034 | 4189.897 | 4333.668 | 4523.706 | 4706.378 | 4698.9077 | 3806.7249 | 3977.5405 | 4405.268 | 4116.6987
VIC | V6 | Central North VIC | Solar | 951.4459 | 853.4193 | 817.8991 | 844.9952 | 850.3613 | 871.8206 | 877.9515 | 828.4784 | 790.9743 | 1084.4602 | 1039.2811 | 1093.8012 | 1120.0712 | 1125.8848 | 1099.233 | 1234.4625 | 1253.5152 | 1238.0546 | 1284.3371 | 1969.0622 | 2331.4057 | 2545.8646 | 2736.4981 | 2433.9867 | 2457.0817 | 2519.1796 | 2259.5269
SA | S1 | South East SA | Solar | 327.9466 | 285.1614 | 283.4143 | 275.4622 | 279.6245 | 270.5793 | 268.0265 | 253.8897 | 251.0591 | 282.2439 | 273.9771 | 255.7602 | 259.2282 | 276.9195 | 241.6406 | 253.4949 | 238.6073 | 207.4322 | 161.2364 | 150.6264 | 142.7505 | 145.0549 | 150.0886 | 139.2932 | 142.7629 | 146.2063 | 0.0019701
SA | S2 | Riverland | Solar | 46.2673 | 44.3796 | 46.993 | 44.4423 | 45.939 | 39.1379 | 40.4119 | 40.9746 | 30.0892 | 1599.3159 | 1517.9333 | 1700.5817 | 1742.0938 | 1902.2148 | 1532.327 | 1715.1323 | 1976.0419 | 5483.8664 | 6632.712 | 5847.6837 | 5948.48 | 5993.0436 | 6770.2456 | 5199.5923 | 5100.5723 | 5320.3047 | 5200.12
SA | S3 | Mid-North SA | Solar | 0 | 0.00015474 | 0.00018971 | 0.0001842 | 0.00018958 | 0.0001638 | 0.00017748 | 0.00033582 | 0.00032372 | 0.0004116 | 0.00040498 | 0.00081408 | 0.00078441 | 0.00082554 | 0.0007518 | 0.00079181 | 0.0014463 | 0.0012982 | 0.0013594 | 0.0016868 | 0.071716 | 0.07044 | 0.072035 | 0.063259 | 0.067295 | 0.070447 | 0.066752
SA | S4 | Yorke Peninsula | Solar | 0 | 0 | 0 | 0 | 0 | 0 | 0 | 0 | 0 | 0 | 0 | 0 | 0 | 0 | 0 | 0 | 0 | 0 | 0 | 0 | 0 | 0 | 0 | 0 | 0 | 0 | 0
SA | S5 | Northern SA | Solar | 821.5511 | 693.4301 | 717.6607 | 693.0278 | 693.7231 | 699.0862 | 662.4855 | 622.8833 | 644.9491 | 697.1303 | 655.8455 | 633.2986 | 649.3842 | 692.1201 | 637.0633 | 615.9473 | 569.2997 | 758.6012 | 2095.3204 | 2821.2729 | 4368.8859 | 4002.3063 | 4449.7185 | 3650.0643 | 3471.586 | 3579.869 | 3385.487
SA | S6 | Leigh Creek | Solar | 0 | 0.0001645 | 0.00027137 | 0.00028065 | 0.00028514 | 0.000331 | 0.00034976 | 0.00085465 | 0.00087596 | 0.00088864 | 0.00081158 | 0.0016506 | 0.0016167 | 0.0016962 | 701.3229 | 696.7694 | 828.7313 | 765.7245 | 808.9137 | 808.6305 | 3374.0808 | 3394.1565 | 3777.3271 | 3293.1519 | 3267.176 | 3788.2996 | 3802.8784
SA | S7 | Roxby Downs | Solar | 0 | 0.00020464 | 0.00035176 | 0.00034602 | 0.00035022 | 0.00031274 | 0.00031897 | 0.00093341 | 0.00092842 | 0.0013711 | 0.0013038 | 1020.9436 | 1037.7128 | 1112.905 | 1041.0297 | 1023.1612 | 1056.1748 | 943.8911 | 990.8937 | 940.9499 | 1060.804 | 1050.952 | 1133.4381 | 988.3448 | 958.751 | 990.8281 | 972.9949
SA | S8 | Eastern Eyre Peninsula | Solar | 0 | 0.00010552 | 0.0001264 | 0.00011953 | 0.0001265 | 0.00010467 | 0.00011886 | 0.0001941 | 0.00018173 | 0.00021871 | 0.00022138 | 0.00033852 | 0.00031859 | 0.00034945 | 0.00028124 | 0.00033606 | 0.00053428 | 0.000473 | 0.00048528 | 0.00069991 | 0.00084894 | 0.00080725 | 0.00085332 | 0.0007279 | 0.00078259 | 0.00096432 | 0.0008995
SA | S9 | Western Eyre Peninsula | Solar | 0 | 0.00013988 | 0.0001937 | 0.00019066 | 0.00019226 | 0.00016773 | 0.00017999 | 0.00037317 | 0.00036438 | 0.00065116 | 0.00062485 | 0.0011542 | 0.0011125 | 0.0011555 | 0.0010723 | 0.0011238 | 0.011259 | 0.025551 | 0.027844 | 0.04801 | 0.055322 | 0.053242 | 0.053753 | 0.049724 | 0.051457 | 0.054379 | 0.051988
TAS | T1 | North East Tasmania | Solar | 0 | 0.00014017 | 0.00014269 | 0.0001594 | 0.00014805 | 0.00013005 | 0.00013321 | 0.00019658 | 0.00018068 | 0.0004099 | 0.00042318 | 0.0093577 | 0.0094846 | 0.0089634 | 18.2611 | 19.2704 | 19.6133 | 17.8138 | 19.178 | 20.9312 | 448.1553 | 545.1463 | 528.4281 | 464.5738 | 489.1336 | 503.7508 | 461.8314
TAS | T2 | North West Tasmania | Solar | 0 | 7.5582e-05 | 7.1717e-05 | 7.8346e-05 | 7.527e-05 | 6.3123e-05 | 7.4867e-05 | 9.9208e-05 | 9.6322e-05 | 0.00016402 | 0.00017993 | 0.00022953 | 0.00026899 | 0.0002611 | 0.00027205 | 0.00038266 | 0.0003811 | 0.00034028 | 0.00088737 | 0.0010191 | 0.00095626 | 0.0080601 | 0.0082747 | 0.0068547 | 0.0072952 | 0.0074572 | 0.0067489
TAS | T3 | Central Highlands | Solar | 0 | 8.9514e-05 | 8.7026e-05 | 9.7853e-05 | 9.6265e-05 | 8.0297e-05 | 8.2016e-05 | 0.00011582 | 0.00011725 | 0.00019853 | 0.00020995 | 0.00031201 | 0.00034103 | 0.00033955 | 0.00046691 | 0.00046427 | 0.00049711 | 0.00045829 | 0.00072688 | 0.0009539 | 0.0017838 | 275.4252 | 268.5542 | 224.8383 | 229.6761 | 245.689 | 228.6404
Region | REZ | REZ Name | Technology | 2023-24 | 2024-25 | 2025-26 | 2026-27 | 2027-28 | 2028-29 | 2029-30 | 2030-31 | 2031-32 | 2032-33 | 2033-34 | 2034-35 | 2035-36 | 2036-37 | 2037-38 | 2038-39 | 2039-40 | 2040-41 | 2041-42 | 2042-43 | 2043-44 | 2044-45 | 2045-46 | 2046-47 | 2047-48 | 2048-49 | 2049-50
QLD | Q1 | Far North QLD | Wind | 1303.1003 | 3068.3724 | 3324.221 | 3462.1316 | 3553.0058 | 3354.3048 | 3470.2072 | 3801.9014 | 3810.7154 | 3863.1642 | 3367.0979 | 3472.9552 | 3614.5264 | 3725.0755 | 4737.3875 | 4928.9626 | 4881.8176 | 5090.9779 | 5153.493 | 4652.3931 | 4742.8513 | 4880.1717 | 5033.2746 | 4826.7265 | 4978.0005 | 5034.2744 | 6554.7598
QLD | Q2 | North Qld Clean Energy Hub | Wind | 132.0344 | 139.4054 | 160.0902 | 167.6451 | 170.9973 | 2836.3532 | 2755.2596 | 2688.4124 | 2739.9186 | 2603.9125 | 2400.3863 | 2645.5421 | 2686.2078 | 2748.4906 | 2854.4531 | 2800.7714 | 2661.0248 | 2619.8528 | 2540.6732 | 2308.8207 | 3800.627 | 3816.6962 | 3759.8859 | 3872.0633 | 3763.673 | 3693.5014 | 3637.7542
QLD | Q3 | Northern Qld | Wind | 0 | 0 | 0 | 0 | 0 | 0 | 0 | 0 | 0 | 0 | 0 | 0 | 0 | 0 | 0 | 0 | 0 | 0 | 0 | 0 | 0 | 0 | 0 | 0 | 0 | 0 | 0
QLD | Q4 | Isaac | Wind | 0 | 0.00068531 | 0.0007338 | 0.00070522 | 0.0021234 | 3097.122 | 3056.0768 | 3211.667 | 3227.6217 | 3028.4039 | 2849.868 | 2888.2852 | 2685.2684 | 3069.172 | 2906.8481 | 2893.1179 | 2943.654 | 2867.5971 | 2761.8687 | 2654.3869 | 2619.2902 | 2420.1281 | 2776.8885 | 3547.3272 | 3461.3585 | 3725.0265 | 3722.7138
QLD | Q5 | Barcaldine | Wind | 0 | 0.00063101 | 0.00067274 | 0.0013332 | 0.0041221 | 0.006248 | 0.0061704 | 236.0159 | 268.3808 | 282.1679 | 288.3527 | 300.2019 | 294.8457 | 305.9475 | 272.9408 | 269.932 | 271.5258 | 280.3707 | 295.0158 | 279.7651 | 317.0075 | 310.4571 | 317.2778 | 285.5586 | 278.3733 | 292.6444 | 293.6899
QLD | Q6 | Fitzroy | Wind | 0 | 0.0026466 | 0.0027492 | 1538.3013 | 2970.8743 | 3626.9569 | 3654.8577 | 3788.0457 | 3703.1062 | 3564.272 | 4509.4752 | 4565.6156 | 4333.6978 | 4762.8151 | 10329.1387 | 10158.5313 | 9812.4157 | 9095.5375 | 9219.0654 | 8788.862 | 8925.9326 | 8362.1394 | 9063.6053 | 10830.3674 | 10495.4841 | 10668.5407 | 9865.824
QLD | Q7 | Wide Bay | Wind | 0 | 0.00047471 | 0.00048527 | 0.00052934 | 0.00060303 | 474.8549 | 460.841 | 451.0296 | 396.0319 | 433.236 | 409.0597 | 404.5768 | 392.4271 | 407.2152 | 441.8683 | 439.6786 | 421.6936 | 355.7309 | 397.1191 | 385.2185 | 379.6827 | 367.1773 | 381.0594 | 1147.9708 | 2588.8802 | 2649.0181 | 2329.8485
QLD | Q8 | Darling Downs | Wind | 2609.487 | 4622.7847 | 4785.3535 | 4792.9787 | 7652.8452 | 9798.9018 | 9586.4607 | 14166.7456 | 13702.5742 | 17897.8374 | 18923.7699 | 18261.613 | 18008.247 | 19038.9379 | 18795.3847 | 18421.9539 | 18406.9353 | 17251.6344 | 17964.3725 | 20400.7567 | 19795.7518 | 18198.1323 | 19048.8091 | 24732.2199 | 23864.6316 | 25506.9134 | 23574.654
QLD | Q9 | Banana | Wind | 0 | 0.00040237 | 0.00042642 | 0.00048997 | 0.00080422 | 652.8103 | 619.5265 | 637.2298 | 598.6552 | 605.8272 | 567.0691 | 567.6465 | 570.0509 | 603.4066 | 603.6614 | 589.1509 | 606.9952 | 871.6614 | 1996.7107 | 1918.6791 | 2157.4051 | 2158.0257 | 2296.6413 | 4374.6773 | 4187.4072 | 4390.6958 | 4032.5877
NSW | N1 | North West NSW | Wind | 0 | 0 | 0 | 0 | 0 | 0 | 0 | 0 | 0 | 0 | 0 | 0 | 0 | 0 | 0 | 0 | 0 | 0 | 0 | 0 | 0 | 0 | 0 | 0 | 0 | 0 | 0
NSW | N2 | New England | Wind | 1497.7431 | 1257.5393 | 1305.1686 | 1373.9776 | 10568.913 | 14038.1619 | 12887.2255 | 12975.9518 | 12251.2016 | 12913.1349 | 12221.1819 | 12482.1798 | 17750.3497 | 19604.8482 | 22474.0744 | 20193.9632 | 20072.5282 | 17776.7028 | 19656.0789 | 19077.2068 | 18698.2685 | 19246.2504 | 19535.786 | 21175.124 | 18019.3553 | 18178.202 | 15800.4389
NSW | N3 | Central-West Orana | Wind | 382.8459 | 6844.4527 | 6592.9059 | 9493.5623 | 11182.3091 | 11254.4164 | 11811.8813 | 12586.672 | 12198.0108 | 14122.538 | 16035.6251 | 15604.058 | 16291.2432 | 16663.4199 | 16864.9221 | 16554.0513 | 16376.8932 | 15832.6228 | 16249.7321 | 18730.8156 | 21387.7756 | 22230.357 | 22952.3358 | 25910.6092 | 29276.6165 | 28400.2764 | 27100.5733
NSW | N4 | Broken Hill | Wind | 632.4863 | 555.709 | 583.8952 | 633.9031 | 640.2734 | 624.4829 | 639.6233 | 803.4605 | 811.788 | 797.5821 | 773.1214 | 754.2831 | 798.4412 | 788.1506 | 745.9082 | 754.0708 | 734.92 | 736.3742 | 723.8186 | 707.4039 | 588.4455 | 639.4755 | 636.8087 | 664.7815 | 675.7533 | 667.3686 | 715.3028
NSW | N5 | South West NSW | Wind | 0 | 9.2284e-05 | 0.00070438 | 0.00071542 | 0.0007231 | 0.00070768 | 0.00094397 | 0.0013531 | 0.0014148 | 0.0014215 | 0.0018508 | 0.0016462 | 0.0017163 | 0.001756 | 0.0016247 | 0.0016687 | 0.0015645 | 0.0036577 | 0.0034792 | 842.75 | 756.4285 | 838.8987 | 853.2206 | 809.5011 | 776.2507 | 733.2918 | 780.6456
NSW | N6 | Wagga Wagga | Wind | 0 | 0.00032045 | 0.00030305 | 0.00033978 | 0.0004273 | 0.00050794 | 0.00077771 | 0.0010144 | 0.0010359 | 0.0009692 | 0.0010702 | 0.00093799 | 0.00094139 | 0.0010104 | 0.0009143 | 0.00101 | 0.00097032 | 0.0017913 | 0.0016634 | 0.0033819 | 0.0029235 | 0.0030365 | 0.0034372 | 0.0031506 | 421.9863 | 419.0718 | 670.9333
NSW | N7 | Tumut | Wind | 0 | 0 | 0 | 0 | 0 | 0 | 0 | 0 | 0 | 0 | 0 | 0 | 0 | 0 | 0 | 0 | 0 | 0 | 0 | 0 | 0 | 0 | 0 | 0 | 0 | 0 | 0
NSW | N8 | Cooma-Monaro | Wind | 327.4166 | 1236.1606 | 1368.8338 | 1409.6062 | 1399.6258 | 1363.9404 | 1372.4558 | 1457.8226 | 1482.3637 | 1348.6931 | 1373.1736 | 1388.6547 | 1411.323 | 1388.1392 | 1344.8359 | 1359.0841 | 1427.9997 | 2822.9743 | 2576.0664 | 2648.9914 | 2622.2754 | 2680.9847 | 2547.5748 | 2571.9543 | 2573.174 | 2698.6631 | 2629.2956
VIC | V1 | Ovens Murray | Wind | 0 | 0 | 0 | 0 | 0 | 0 | 0 | 0 | 0 | 0 | 0 | 0 | 0 | 0 | 0 | 0 | 0 | 0 | 0 | 0 | 0 | 0 | 0 | 0 | 0 | 0 | 0
VIC | V2 | Murray River | Wind | 0 | 0 | 0 | 0 | 0 | 0 | 0 | 0 | 0 | 0 | 0 | 0 | 0 | 0 | 0 | 0 | 0 | 0 | 0 | 0 | 0 | 0 | 0 | 0 | 0 | 0 | 0
VIC | V3 | Western Victoria | Wind | 3823.3577 | 3673.8128 | 3701.7993 | 3764.8632 | 5205.6054 | 4985.385 | 5122.1195 | 5097.1038 | 5589.5333 | 5156.2005 | 5114.6693 | 4755.1678 | 4960.4433 | 5292.8886 | 5703.5303 | 5888.8426 | 5528.9298 | 6027.6324 | 5175.3555 | 5273.1157 | 5006.3159 | 4638.3878 | 4738.9333 | 5466.4826 | 5494.5329 | 5401.9302 | 5743.8009
VIC | V4 | South West Victoria | Wind | 5852.1572 | 7033.9579 | 7367.122 | 9064.9763 | 9195.2244 | 8491.6918 | 9164.8769 | 9390.0172 | 10569.4909 | 10700.6218 | 16328.1932 | 16322.4229 | 16827.4016 | 17507.7977 | 16114.7954 | 16702.0376 | 15616.5873 | 17085.7089 | 15226.6579 | 15920.6103 | 15427.7514 | 15806.1702 | 13610.7378 | 12363.1855 | 13274.2096 | 12402.7912 | 13767.7309
VIC | V5 | Gippsland | Wind | 0 | 1672.2865 | 1671.3628 | 1757.1547 | 1748.9572 | 2011.9538 | 5334.648 | 5796.2679 | 6648.2869 | 6029.7677 | 6161.2771 | 5932.1464 | 6103.04 | 6098.3767 | 5828.3447 | 6157.4774 | 5868.5516 | 6668.0163 | 6008.9894 | 6226.136 | 6106.1436 | 6248.7861 | 6172.5403 | 5871.2666 | 6241.9079 | 5996.4304 | 6778.3389
VIC | V6 | Central North VIC | Wind | 0 | 0.00070857 | 0.00066651 | 0.0016744 | 0.0017132 | 0.0031456 | 0.0030851 | 1186.0588 | 1221.6076 | 1232.9055 | 1197.6252 | 1080.541 | 1167.4936 | 1515.8318 | 1831.2245 | 1979.2941 | 2112.825 | 2242.0756 | 2255.9018 | 3678.435 | 3216.5993 | 3601.7274 | 3894.1062 | 3643.9608 | 3506.5064 | 3568.6175 | 3695.7973
SA | S1 | South East SA | Wind | 730.6463 | 2038.1067 | 1980.3763 | 3203.6975 | 3161.3953 | 2926.6041 | 3072.3772 | 2777.9752 | 3284.61 | 2968.1842 | 3267.8015 | 2961.9282 | 3159.3525 | 3250.1091 | 2988.4605 | 3263.5214 | 2966.274 | 3363.8964 | 3005.2241 | 3562.5018 | 3357.2218 | 3641.2039 | 3752.436 | 3357.0507 | 3547.1619 | 3271.2365 | 3696.3007
SA | S2 | Riverland | Wind | 0 | 0.00040385 | 0.00037875 | 0.00058645 | 0.00056111 | 0.00053985 | 0.00066222 | 0.00090796 | 0.0009551 | 0.00095376 | 0.0011042 | 0.00098893 | 0.0011682 | 0.0011511 | 0.0010678 | 0.0013309 | 0.0012438 | 0.0012756 | 0.0011012 | 0.0015856 | 0.0014193 | 0.0016888 | 0.0017635 | 0.0016623 | 0.0021568 | 0.0023542 | 0.0024943
SA | S3 | Mid-North SA | Wind | 4101.0049 | 4024.8374 | 3834.9308 | 4356.1446 | 4325.6331 | 6697.9755 | 6648.0453 | 6382.3716 | 6732.85 | 6451.7436 | 6288.4197 | 5614.9591 | 6263.3727 | 5770.4422 | 6445.7768 | 6557.5116 | 6078.5104 | 6246.3181 | 5987.5453 | 7290.4224 | 6104.2671 | 6952.3641 | 6603.998 | 6242.2821 | 7530.5662 | 8424.683 | 9853.2267
SA | S4 | Yorke Peninsula | Wind | 241.9853 | 224.1486 | 217.7863 | 286.6193 | 293.5068 | 280.4732 | 302.8749 | 280.0394 | 319.0413 | 290.1673 | 305.6015 | 267.5657 | 296.6693 | 315.5595 | 282.3475 | 293.8338 | 266.9325 | 294.4929 | 260.4466 | 277.0757 | 251.588 | 276.7823 | 293.1882 | 248.3913 | 258.9298 | 238.5827 | 255.1251
SA | S5 | Northern SA | Wind | 1291.2374 | 1256.2155 | 1262.243 | 1338.1954 | 1346.9364 | 1261.6568 | 1256.9905 | 1247.6421 | 1274.1102 | 1181.5283 | 1221.1499 | 1171.4963 | 1283.6053 | 1334.0142 | 1195.5876 | 1207.1557 | 1203.3693 | 1186.4036 | 1074.3293 | 1109.3793 | 1083.7779 | 1186.9121 | 576.0865 | 449.2389 | 444.6866 | 460.5709 | 484.1124
SA | S6 | Leigh Creek | Wind | 0 | 0.00095853 | 0.00093945 | 0.0012736 | 0.0012182 | 0.0044871 | 0.0047195 | 0.004548 | 0.0041845 | 0.004425 | 0.0040707 | 0.0038487 | 0.0040073 | 0.0040191 | 1911.7118 | 1898.5361 | 1790.5468 | 1702.2394 | 1714.0267 | 1634.7459 | 1626.9346 | 2116.2729 | 2060.638 | 6537.2659 | 6797.9483 | 6526.611 | 6095.5705
SA | S7 | Roxby Downs | Wind | 0 | 0 | 0 | 0 | 0 | 0 | 0 | 0 | 0 | 0 | 0 | 0 | 0 | 0 | 0 | 0 | 0 | 0 | 0 | 0 | 0 | 0 | 0 | 0 | 0 | 0 | 0
SA | S8 | Eastern Eyre Peninsula | Wind | 313.4455 | 294.4445 | 299.5077 | 342.3934 | 338.1145 | 342.4279 | 344.8625 | 497.4397 | 513.3703 | 472.6516 | 479.5462 | 434.9881 | 724.1772 | 761.5484 | 678.9613 | 704.247 | 666.1645 | 693.6452 | 635.1987 | 655.9423 | 589.6226 | 853.5734 | 887.3985 | 789.4529 | 810.5019 | 768.6352 | 791.6931
SA | S9 | Western Eyre Peninsula | Wind | 0 | 0.00093823 | 0.00089184 | 0.0021944 | 0.0022368 | 0.0020468 | 0.0020665 | 0.010661 | 0.011082 | 0.0103 | 0.010546 | 0.0095064 | 0.17777 | 0.18688 | 0.16888 | 0.16979 | 0.16499 | 0.16506 | 0.15053 | 0.15911 | 0.14547 | 0.16292 | 0.16659 | 0.14644 | 0.148 | 0.14311 | 0.14464
TAS | T1 | North East Tasmania | Wind | 500.7797 | 614.3601 | 687.3675 | 650.2845 | 671.007 | 627.3252 | 570.8847 | 558.5672 | 606.2311 | 903.6373 | 897.6202 | 954.9658 | 900.2439 | 985.8014 | 922.0147 | 873.2723 | 846.4616 | 912.43 | 895.8292 | 912.411 | 939.1887 | 896.2778 | 957.2134 | 897.7268 | 840.1562 | 825.4064 | 889.5813
TAS | T2 | North West Tasmania | Wind | 877.2253 | 838.3131 | 891.5505 | 953.2588 | 958.4798 | 1755.708 | 1667.5611 | 1594.6095 | 5394.5816 | 5882.5739 | 5600.5188 | 5631.9372 | 5792.1593 | 5964.0562 | 5834.715 | 5651.1019 | 5442.998 | 5962.3444 | 5892.1612 | 5671.7252 | 5759.0069 | 5988.689 | 6070.6565 | 6167.6442 | 5948.2948 | 5776.9306 | 6285.0042
TAS | T3 | Central Highlands | Wind | 491.2284 | 2916.3204 | 3086.0996 | 3182.5327 | 4640.9202 | 4377.4409 | 6301.3541 | 6213.9861 | 6742.4599 | 6570.3503 | 6200.6921 | 6407.3007 | 6467.1036 | 6855.2211 | 6542.8104 | 6390.9421 | 6248.8948 | 6753.4679 | 6578.4355 | 6274.4769 | 6551.8578 | 6196.6176 | 6893.4143 | 6621.274 | 6415.248 | 6314.7752 | 6760.5908
Region | REZ | REZ Name | Technology | 2023-24 | 2024-25 | 2025-26 | 2026-27 | 2027-28 | 2028-29 | 2029-30 | 2030-31 | 2031-32 | 2032-33 | 2033-34 | 2034-35 | 2035-36 | 2036-37 | 2037-38 | 2038-39 | 2039-40 | 2040-41 | 2041-42 | 2042-43 | 2043-44 | 2044-45 | 2045-46 | 2046-47 | 2047-48 | 2048-49 | 2049-50
NSW | O1 | Hunter Coast | Offshore Wind | 0 | 0 | 0 | 4.1615e-05 | 4.482e-05 | 5.3038e-05 | 4.7625e-05 | 6.5334e-05 | 6.0582e-05 | 6.6887e-05 | 9.2482e-05 | 9.5485e-05 | 9.5279e-05 | 0.00010127 | 0.00011621 | 9.9524e-05 | 0.00014763 | 0.00013909 | 0.00014056 | 0.00025197 | 0.00024675 | 0.0002453 | 0.00024687 | 0.00030346 | 0.00025927 | 0.00036144 | 0.00032518
NSW | O2 | Illawarra Coast | Offshore Wind | 0 | 0 | 0 | 4.1203e-05 | 4.3448e-05 | 5.032e-05 | 4.8837e-05 | 7.0302e-05 | 6.8003e-05 | 6.8223e-05 | 9.8569e-05 | 9.363e-05 | 9.2916e-05 | 9.422e-05 | 0.00011246 | 0.00010172 | 0.00016753 | 0.00017097 | 0.00016206 | 0.00024673 | 0.0002353 | 0.00023116 | 0.00022473 | 0.00030664 | 0.00027766 | 0.00049118 | 0.00047069
VIC | O3 | Gippsland Coast | Offshore Wind | 0 | 0 | 0 | 5.0602e-05 | 4.9906e-05 | 5.3763e-05 | 6.146e-05 | 6.7255e-05 | 7.9756e-05 | 8.091e-05 | 9.4784e-05 | 0.00010435 | 9.9639e-05 | 0.00011367 | 0.00015115 | 0.00017974 | 0.000173 | 0.00028204 | 0.00025818 | 0.0011061 | 0.0014128 | 0.0013727 | 0.012671 | 4274.9087 | 4957.312 | 4758.0796 | 6090.8716
TAS | O4 | North West Tasmania Coast | Offshore Wind | 0 | 0 | 0 | 3.9244e-05 | 4.4816e-05 | 4.8326e-05 | 5.5154e-05 | 5.4392e-05 | 6.7956e-05 | 7.1418e-05 | 7.6576e-05 | 8.4119e-05 | 8.6982e-05 | 9.8776e-05 | 0.00011509 | 0.00013316 | 0.00012052 | 0.00012094 | 0.0001165 | 0.00014319 | 0.00015289 | 0.00016464 | 0.00018019 | 0.00019092 | 0.00022221 | 0.00020601 | 0.00019896
VIC | O5 | Portland Coast | Offshore Wind | 0 | 0 | 0 | 4.2368e-05 | 4.4217e-05 | 4.5391e-05 | 5.8755e-05 | 6.2106e-05 | 6.8898e-05 | 6.6304e-05 | 7.4728e-05 | 8.3136e-05 | 7.9944e-05 | 9.6539e-05 | 0.00010071 | 0.00015985 | 0.00016658 | 0.00021134 | 0.00018467 | 0.0003336 | 0.00059048 | 0.00056685 | 1864.4287 | 1726.7001 | 3762.0981 | 3515.6504 | 3932.3062
SA | O6 | South East SA Coast | Offshore Wind | 0 | 0 | 0 | 3.7534e-05 | 4.1761e-05 | 4.2759e-05 | 5.4622e-05 | 5.6644e-05 | 6.7441e-05 | 6.357e-05 | 7.3202e-05 | 7.1975e-05 | 7.4956e-05 | 8.698e-05 | 8.4721e-05 | 0.00010576 | 0.00011792 | 0.00014182 | 0.0001192 | 0.00013077 | 0.00013945 | 0.00013876 | 0.00015706 | 0.00015127 | 0.00019557 | 0.00020339 | 0.00023156

## BaseCase_REZ Capacity
Installed capacity by REZ (MW) - BaseCase, Step Change Scenario
Capacity calculated on 1 July. In early study years some wind and solar projects enter later in the financial year and are therefore reflected in the following financial year's capacity.
Note: the REZ capacity includes capacity from the existing, committed and anticipated renewables mapped to the relevant REZs
Explicitly modelled generation
Region | REZ | REZ Name | Technology | 2023-24 | 2024-25 | 2025-26 | 2026-27 | 2027-28 | 2028-29 | 2029-30 | 2030-31 | 2031-32 | 2032-33 | 2033-34 | 2034-35 | 2035-36 | 2036-37 | 2037-38 | 2038-39 | 2039-40 | 2040-41 | 2041-42 | 2042-43 | 2043-44 | 2044-45 | 2045-46 | 2046-47 | 2047-48 | 2048-49 | 2049-50
QLD | Q1 | Far North QLD | Solar | 0 | 0 | 0 | 0 | 0 | 0 | 0 | 0 | 0 | 0 | 0 | 0 | 0 | 0 | 0 | 0 | 0.00010492 | 0.0001051 | 0.00010529 | 0.00011771 | 0.00013033 | 0.00013057 | 0.00013161 | 0.00016364 | 0.00016397 | 0.00018088 | 0.00018114
QLD | Q2 | North Qld Clean Energy Hub | Solar | 83 | 83 | 83 | 83 | 83 | 83 | 83 | 83 | 83 | 83 | 83 | 83 | 83 | 83 | 33 | 33 | 33.0001 | 33.0001 | 33.0001 | 33.0001 | 33.0001 | 33.0001 | 33.0001 | 18.0002 | 18.0002 | 0.00019661 | 0.0001971
QLD | Q3 | Northern Qld | Solar | 513.997 | 513.997 | 513.9971 | 513.9971 | 513.9971 | 513.9979 | 513.9979 | 513.9979 | 513.9979 | 513.9979 | 513.9979 | 513.9979 | 513.9979 | 513.9979 | 589.2398 | 589.2398 | 664.799 | 664.799 | 664.799 | 940.6133 | 812.6133 | 812.6133 | 812.6133 | 1516.0303 | 1405.6303 | 1405.6303 | 1273.0333
QLD | Q4 | Isaac | Solar | 684.9 | 684.9 | 684.9001 | 684.9001 | 684.9001 | 684.9003 | 684.9003 | 684.9004 | 684.9004 | 684.9006 | 684.9006 | 684.9006 | 684.9006 | 684.9006 | 684.9009 | 684.9011 | 684.9035 | 684.9035 | 684.9035 | 2253.9662 | 2253.9662 | 2211.4662 | 2845.881 | 5136.4015 | 5136.4015 | 5565.022 | 5407.522
QLD | Q5 | Barcaldine | Solar | 14 | 14 | 14.0001 | 14.0001 | 14.0001 | 20.0959 | 20.0959 | 20.0959 | 20.0959 | 20.0959 | 20.0959 | 20.0959 | 20.0959 | 20.0959 | 45.9254 | 45.9254 | 73.8521 | 73.8521 | 73.8521 | 73.8522 | 62.3337 | 62.3337 | 79.6978 | 90.0035 | 90.0035 | 90.0036 | 90.0036
QLD | Q6 | Fitzroy | Solar | 401.5 | 401.5 | 401.5001 | 401.5001 | 401.5001 | 401.5003 | 401.5005 | 401.5007 | 529.3242 | 791.8462 | 1272.7129 | 1272.7129 | 1272.7129 | 1272.7129 | 3247.232 | 3605.2188 | 6060.9136 | 7934.4995 | 7934.4995 | 7934.5 | 7934.5 | 7934.5 | 7934.5 | 7934.5 | 7934.5 | 7934.5 | 7961.731
QLD | Q7 | Wide Bay | Solar | 619.03 | 619.03 | 619.03 | 619.03 | 619.03 | 619.0301 | 619.0302 | 619.0302 | 619.0303 | 619.0305 | 619.0305 | 619.0305 | 619.0305 | 619.0305 | 619.0348 | 619.0348 | 651.7351 | 733.7839 | 933.034 | 2819.03 | 2819.03 | 2819.03 | 2819.03 | 2819.03 | 2596.53 | 2596.53 | 2631.039
QLD | Q8 | Darling Downs | Solar | 1330.558 | 1476.558 | 1476.5581 | 1476.5581 | 1476.5581 | 1666.8875 | 1666.8875 | 2366.3539 | 2679.1171 | 3087.8015 | 4173.2457 | 4992.2306 | 4992.2306 | 4871.2306 | 5120.857 | 5120.857 | 7562.363 | 7562.363 | 7562.363 | 8347.558 | 8322.558 | 8163.958 | 8131.854 | 7882.5 | 7482.5 | 7809.703 | 10073.314
QLD | Q9 | Banana | Solar | 0 | 0 | 0.00010347 | 0.00011629 | 0.00011737 | 0.00026414 | 31.9031 | 59.5221 | 166.8121 | 166.8122 | 192.3804 | 192.3804 | 192.3804 | 192.3804 | 273.1726 | 273.1727 | 2325.6133 | 3005.4197 | 3005.4197 | 6100 | 6100 | 6100 | 6183.0645 | 6392.998 | 6953.838 | 8496.069 | 9069.372
NSW | N1 | North West NSW | Solar | 166 | 166.0001 | 166.0001 | 166.0001 | 166.0017 | 174.047 | 181.5886 | 188.136 | 188.136 | 189.7355 | 189.7355 | 189.7355 | 189.7355 | 189.7355 | 202.4326 | 203.3526 | 240.3146 | 257.9207 | 259.6686 | 259.6686 | 268.5934 | 268.5934 | 268.5934 | 275.4511 | 275.6519 | 275.652 | 275.652
NSW | N2 | New England | Solar | 555 | 555 | 555 | 555 | 555.0004 | 555.0004 | 555.0007 | 866.7357 | 866.7357 | 866.7357 | 866.7358 | 866.7358 | 866.7358 | 887.7253 | 2438.4539 | 2438.4539 | 2649.5542 | 3540 | 3540 | 3540.0012 | 3520.0012 | 3520.0012 | 3520.0012 | 3767.6902 | 3767.6902 | 3767.6902 | 6583.1157
NSW | N3 | Central-West Orana | Solar | 826.979 | 906.98 | 1772.052 | 1772.0521 | 1772.0521 | 1772.0521 | 2244.5846 | 3564.009 | 3564.009 | 3564.009 | 4252.1892 | 4252.1892 | 4252.1892 | 4252.1892 | 4452.8174 | 5154.966 | 7074.713 | 7074.713 | 7074.713 | 7654.954 | 7997.5663 | 7997.5663 | 7997.5663 | 9875.438 | 11139.704 | 11909.546 | 11706.506
NSW | N4 | Broken Hill | Solar | 53 | 53 | 53 | 53 | 53 | 53.0002 | 53.0002 | 53.0003 | 53.0003 | 53.0003 | 53.0003 | 53.0005 | 53.0005 | 53.0005 | 53.0012 | 64.9576 | 194.1484 | 221.368 | 221.368 | 271.0364 | 324.8322 | 324.8322 | 324.8322 | 324.8322 | 324.8322 | 331.1746 | 331.1746
NSW | N5 | South West NSW | Solar | 1246.4 | 1500.5 | 1500.5452 | 1500.5452 | 1500.5452 | 1500.5452 | 1500.5452 | 1500.5452 | 1500.5452 | 1500.5504 | 1500.5504 | 1500.5504 | 1500.5504 | 1500.5504 | 1832.1302 | 1681.8307 | 1935.6379 | 2281.0047 | 2281.0047 | 2281.0047 | 2281.0047 | 2281.0047 | 2281.0047 | 2281.0047 | 2281.0047 | 2281.0047 | 2103.3757
NSW | N6 | Wagga Wagga | Solar | 302.672 | 682.672 | 682.6721 | 682.6721 | 682.6721 | 1335.3375 | 1710.672 | 1710.672 | 1710.672 | 1710.672 | 1710.672 | 1710.672 | 1710.672 | 1710.672 | 1710.672 | 1710.672 | 1710.6721 | 1710.6725 | 3327.744 | 3327.744 | 3327.744 | 3327.744 | 3327.744 | 3327.7443 | 3327.7443 | 3327.7443 | 3327.7443
NSW | N7 | Tumut | Solar | 0 | 0 | 0 | 0 | 0 | 0 | 0 | 0 | 0 | 0 | 0 | 0 | 0 | 0 | 0 | 0 | 0 | 0 | 0 | 0 | 0 | 0 | 0 | 0 | 0 | 0 | 0
NSW | N8 | Cooma-Monaro | Solar | 0 | 0 | 0 | 0 | 0 | 0 | 0 | 0 | 0 | 0 | 0 | 0 | 0 | 0 | 0 | 0 | 0 | 0 | 0 | 0 | 0 | 0 | 0 | 0 | 0 | 0 | 0
VIC | V1 | Ovens Murray | Solar | 0 | 0.00015786 | 0.00015883 | 0.00016685 | 0.00016696 | 0.0001689 | 0.00017961 | 0.00050606 | 0.00050616 | 1000 | 1000 | 1000 | 1000 | 1000 | 1096.4685 | 1240.2404 | 1329.4316 | 1732.2816 | 3171.5662 | 3171.5662 | 3171.5664 | 3171.5664 | 3812.0254 | 3950.207 | 3950.207 | 3950.207 | 3950.207
VIC | V2 | Murray River | Solar | 679.093 | 679.093 | 679.093 | 679.093 | 679.093 | 679.093 | 679.093 | 679.0931 | 679.0931 | 679.0931 | 679.0931 | 679.0932 | 679.0932 | 679.0932 | 679.0933 | 679.0938 | 687.5932 | 687.5932 | 687.5932 | 788.0416 | 860.4779 | 860.4779 | 829.3749 | 829.3749 | 829.3749 | 833.983 | 791.8448
VIC | V3 | Western Victoria | Solar | 0 | 0 | 0 | 0.00036773 | 0.0003718 | 0.00037293 | 0.00037681 | 0.00074517 | 0.0007454 | 400 | 400 | 423.7741 | 423.7742 | 423.7743 | 423.7743 | 691.8631 | 731.6305 | 731.6305 | 1614.2728 | 1614.2728 | 1790.689 | 1807.1037 | 1807.1037 | 1807.1037 | 1807.1037 | 1807.1038 | 1807.1038
VIC | V4 | South West Victoria | Solar | 0 | 0 | 0 | 0 | 0 | 0 | 0 | 0 | 0 | 0 | 0 | 0 | 0 | 0 | 0 | 0 | 0 | 0 | 0 | 0 | 0 | 0 | 0 | 0 | 0 | 0 | 0
VIC | V5 | Gippsland | Solar | 0 | 0 | 0 | 0.00021136 | 0.00021171 | 0.00021206 | 0.00021217 | 0.00027449 | 0.00027525 | 0.0013401 | 0.0013418 | 500.0001 | 500.0001 | 500.0001 | 500.0001 | 647.6888 | 2474 | 2474 | 2474 | 2474 | 2474 | 2474 | 2474 | 2474 | 2474 | 2474 | 2474
VIC | V6 | Central North VIC | Solar | 402.48 | 402.48 | 402.48 | 402.4802 | 402.4802 | 402.4802 | 402.4802 | 402.4805 | 402.4805 | 546.1178 | 546.1178 | 615.8388 | 615.8388 | 622.1599 | 637.7413 | 768.4165 | 865.0878 | 865.0878 | 865.0878 | 1397.3871 | 2063.8141 | 1953.3341 | 1953.3341 | 1989.7383 | 1989.7383 | 1992 | 1992
SA | S1 | South East SA | Solar | 155.16 | 155.16 | 155.1601 | 155.1601 | 155.1601 | 155.1601 | 155.1601 | 155.1602 | 155.1602 | 155.1603 | 155.1603 | 155.1603 | 155.1603 | 155.1603 | 155.1604 | 155.1605 | 155.1606 | 155.1608 | 108.0018 | 108.0018 | 108.0018 | 108.0018 | 108.0018 | 108.0018 | 108.0018 | 108.0018 | 0.0017627
SA | S2 | Riverland | Solar | 25.26 | 25.2601 | 25.2602 | 25.2602 | 25.2602 | 25.2602 | 25.2602 | 25.2604 | 19.1404 | 815.776 | 815.776 | 941.6687 | 941.6687 | 941.6688 | 941.6688 | 1084.0863 | 1348.9724 | 3993.4059 | 3981.646 | 4007.3795 | 4007.38 | 4007.38 | 4000 | 4000 | 4000 | 4000 | 4000
SA | S3 | Mid-North SA | Solar | 0 | 0 | 0.00011318 | 0.00011355 | 0.00011407 | 0.00011473 | 0.00011882 | 0.0002099 | 0.00021015 | 0.00025589 | 0.00025614 | 0.00050555 | 0.0005057 | 0.00050633 | 0.00055138 | 0.00055348 | 0.0010001 | 0.0010015 | 0.0010019 | 0.0012462 | 0.053499 | 0.053499 | 0.053499 | 0.053499 | 0.0535 | 0.053509 | 0.05351
SA | S4 | Yorke Peninsula | Solar | 0 | 0 | 0 | 0 | 0 | 0 | 0 | 0 | 0 | 0 | 0 | 0 | 0 | 0 | 0 | 0 | 0 | 0 | 0 | 0 | 0 | 0 | 0 | 0 | 0 | 0 | 0
SA | S5 | Northern SA | Solar | 349.2 | 349.2 | 349.2001 | 349.2001 | 349.2001 | 349.2001 | 349.2001 | 349.2002 | 349.2002 | 349.2004 | 349.2004 | 349.2005 | 349.2005 | 349.2005 | 349.2009 | 349.2009 | 349.2115 | 515.705 | 1343.7857 | 2005.9683 | 3249.1995 | 2979.1995 | 2979.1995 | 2979.1995 | 2899.9995 | 2899.9995 | 2899.9995
SA | S6 | Leigh Creek | Solar | 0 | 0 | 0.00014076 | 0.00014524 | 0.00014568 | 0.00018397 | 0.00018957 | 0.0004621 | 0.00046231 | 0.00046451 | 0.00046463 | 0.00094175 | 0.00094204 | 0.00094283 | 393.7867 | 393.7867 | 514.3837 | 514.3837 | 514.3837 | 577.3731 | 2251.2913 | 2251.2913 | 2251.2913 | 2280.0037 | 2280.0037 | 2698.2502 | 2725.009
SA | S7 | Roxby Downs | Solar | 0 | 0.00010971 | 0.00017072 | 0.00017116 | 0.00017139 | 0.00017226 | 0.00017263 | 0.00047855 | 0.00047872 | 0.0006917 | 0.00069182 | 520.2747 | 520.2747 | 520.2747 | 578.3407 | 578.3407 | 648.17 | 648.17 | 648.17 | 648.1701 | 755.267 | 755.267 | 755.267 | 755.267 | 755.267 | 756.5905 | 756.5905
SA | S8 | Eastern Eyre Peninsula | Solar | 0 | 0 | 0 | 0 | 0 | 0 | 0 | 0.00012929 | 0.00012948 | 0.00015031 | 0.00015084 | 0.00022287 | 0.00022299 | 0.00022758 | 0.00022952 | 0.00025637 | 0.00039186 | 0.00039277 | 0.00039318 | 0.00055198 | 0.00067473 | 0.00067488 | 0.00067503 | 0.00067585 | 0.00067632 | 0.00077704 | 0.00077887
SA | S9 | Western Eyre Peninsula | Solar | 0 | 0 | 0.00011013 | 0.00011151 | 0.00011196 | 0.00011274 | 0.00011625 | 0.0002223 | 0.0002226 | 0.00037291 | 0.00037308 | 0.00067288 | 0.00067303 | 0.00067402 | 0.00074166 | 0.00074494 | 0.0073729 | 0.019358 | 0.019362 | 0.037182 | 0.046725 | 0.046725 | 0.046725 | 0.046726 | 0.046726 | 0.046737 | 0.046739
TAS | T1 | North East Tasmania | Solar | 0 | 0 | 0 | 0 | 0 | 0 | 0.00010141 | 0.00014186 | 0.0001431 | 0.00028616 | 0.0002865 | 0.0057182 | 0.0057488 | 0.0057496 | 11.5314 | 11.5314 | 11.5314 | 11.5314 | 11.5316 | 11.5316 | 262.1258 | 300 | 300 | 300 | 300 | 300 | 300
TAS | T2 | North West Tasmania | Solar | 0 | 0 | 0 | 0 | 0 | 0 | 0 | 0 | 0 | 0.00013847 | 0.00013881 | 0.00018088 | 0.0002064 | 0.00020731 | 0.00024598 | 0.00031777 | 0.00032548 | 0.00032622 | 0.00075152 | 0.00075414 | 0.00075756 | 0.0057799 | 0.0057805 | 0.005781 | 0.0057819 | 0.0057835 | 0.005784
TAS | T3 | Central Highlands | Solar | 0 | 0 | 0 | 0 | 0 | 0 | 0 | 0 | 0.00010115 | 0.00015546 | 0.00015594 | 0.00023025 | 0.00024706 | 0.00024859 | 0.00038609 | 0.00039002 | 0.00040923 | 0.00040964 | 0.00059511 | 0.00069329 | 0.0013298 | 150 | 150 | 150 | 150 | 150 | 150
Region | REZ | REZ Name | Technology | 2023-24 | 2024-25 | 2025-26 | 2026-27 | 2027-28 | 2028-29 | 2029-30 | 2030-31 | 2031-32 | 2032-33 | 2033-34 | 2034-35 | 2035-36 | 2036-37 | 2037-38 | 2038-39 | 2039-40 | 2040-41 | 2041-42 | 2042-43 | 2043-44 | 2044-45 | 2045-46 | 2046-47 | 2047-48 | 2048-49 | 2049-50
QLD | Q1 | Far North QLD | Wind | 337.318 | 829.2917 | 829.2917 | 829.2917 | 829.2917 | 829.2917 | 829.2917 | 886.1602 | 886.1602 | 907.3182 | 907.3185 | 907.3185 | 907.3185 | 907.3185 | 1246.2193 | 1246.2193 | 1246.2193 | 1344.2526 | 1344.2526 | 1386.1022 | 1307.1344 | 1307.1344 | 1307.1344 | 1353.6318 | 1354.8854 | 1334.9488 | 1839.4641
QLD | Q2 | North Qld Clean Energy Hub | Wind | 43.2 | 51.2262 | 51.2262 | 51.2262 | 51.2262 | 748.5672 | 748.5672 | 748.5672 | 748.5672 | 748.5672 | 775.7083 | 778.0097 | 778.0097 | 778.0097 | 800.2205 | 800.2205 | 800.2205 | 800.2205 | 800.2205 | 800.2207 | 1200.0604 | 1200.0604 | 1156.8604 | 1158.7579 | 1158.7579 | 1158.758 | 1158.758
QLD | Q3 | Northern Qld | Wind | 0 | 0 | 0 | 0 | 0 | 0 | 0 | 0 | 0 | 0 | 0 | 0 | 0 | 0 | 0 | 0 | 0 | 0 | 0 | 0 | 0 | 0 | 0 | 0 | 0 | 0 | 0
QLD | Q4 | Isaac | Wind | 0 | 0.00029108 | 0.00029124 | 0.00030318 | 0.00074953 | 1000.0003 | 1000.0003 | 1000.0007 | 1000.0007 | 1000.0007 | 1000.0007 | 1000.0007 | 1000.0007 | 1000.0007 | 1000.0007 | 1000.0007 | 1000.0007 | 1000.0007 | 1000.0007 | 1000.0007 | 1000.0007 | 1000.0007 | 1000.0007 | 1367.0562 | 1367.0562 | 1367.0564 | 1367.0564
QLD | Q5 | Barcaldine | Wind | 0 | 0.00027574 | 0.00027606 | 0.00052166 | 0.0014652 | 0.0024983 | 0.0024995 | 89.6654 | 100.5292 | 102.6862 | 114.55 | 114.55 | 114.55 | 114.55 | 114.55 | 114.55 | 114.55 | 118.3934 | 118.3935 | 118.9669 | 132.0964 | 132.0964 | 132.0965 | 132.0967 | 132.0967 | 132.0967 | 132.0967
QLD | Q6 | Fitzroy | Wind | 0 | 0.00095407 | 0.00095458 | 511.794 | 900.0002 | 1129.8021 | 1129.8021 | 1182.9961 | 1182.9961 | 1182.9962 | 1614.9721 | 1614.9721 | 1614.9721 | 1614.9721 | 3500 | 3500 | 3500 | 3500 | 3500 | 3500 | 3500 | 3500 | 3500 | 3919.422 | 3919.422 | 3919.422 | 3919.422
QLD | Q7 | Wide Bay | Wind | 0 | 0.00022686 | 0.00022717 | 0.0002477 | 0.00027518 | 168.6802 | 168.6802 | 168.6802 | 168.6802 | 168.6802 | 168.6803 | 168.6803 | 168.6803 | 168.6803 | 168.6803 | 168.6803 | 168.6803 | 168.6803 | 168.6803 | 168.6803 | 168.6803 | 168.6803 | 168.6803 | 477.817 | 1100.0001 | 1100.0001 | 1100.0001
QLD | Q8 | Darling Downs | Wind | 753 | 1552.4821 | 1552.4821 | 1552.4823 | 2325.9982 | 3104.5513 | 3104.5513 | 4720.335 | 4720.335 | 6095.7251 | 6525.9976 | 6525.9976 | 6525.9976 | 6525.9976 | 6525.9976 | 6525.9976 | 6525.9976 | 6525.9976 | 6525.9976 | 7404.6954 | 7404.6954 | 6951.6954 | 6951.6954 | 9213.7146 | 9213.7146 | 9213.7146 | 9213.7146
QLD | Q9 | Banana | Wind | 0 | 0.00011539 | 0.00011547 | 0.00014014 | 0.0003471 | 238.0733 | 238.0733 | 238.0733 | 238.0733 | 238.0735 | 238.0735 | 238.0735 | 238.0735 | 238.0735 | 238.0737 | 238.0737 | 238.0737 | 362.466 | 814.6299 | 814.6299 | 935.9462 | 935.9462 | 935.9462 | 1845.0318 | 1845.0318 | 1845.0318 | 1845.0318
NSW | N1 | North West NSW | Wind | 0 | 0 | 0 | 0 | 0 | 0 | 0 | 0 | 0 | 0 | 0 | 0 | 0 | 0 | 0 | 0 | 0 | 0 | 0 | 0 | 0 | 0 | 0 | 0 | 0 | 0 | 0
NSW | N2 | New England | Wind | 442.48 | 442.4846 | 454.3114 | 454.3114 | 3335.1052 | 4035.7389 | 4035.7389 | 4143.9291 | 4143.9291 | 4143.9291 | 4157.918 | 4323.0176 | 6052.4983 | 6664.29 | 7131.2217 | 6958.7417 | 6958.7417 | 6958.7417 | 6958.7417 | 7416.8213 | 7400 | 7400 | 7400 | 7400 | 7400 | 7400 | 7400
NSW | N3 | Central-West Orana | Wind | 113.19 | 2240.861 | 2240.861 | 3113.19 | 3590.0345 | 3590.0345 | 3820.656 | 4282.0987 | 4282.0987 | 4873.4632 | 5582.462 | 5582.462 | 5582.462 | 5582.462 | 5582.462 | 5582.462 | 5936.3697 | 5992.7564 | 5992.7564 | 7110.111 | 8422.0626 | 8422.0626 | 8447.0826 | 9244.353 | 10769.19 | 10769.19 | 10656
NSW | N4 | Broken Hill | Wind | 198.94 | 198.94 | 198.94 | 198.9403 | 198.9403 | 198.9405 | 198.9409 | 259.223 | 259.223 | 263.8398 | 263.8398 | 263.8398 | 263.8398 | 263.8398 | 263.8398 | 263.8398 | 263.8398 | 269.2484 | 269.2484 | 281.531 | 274.7073 | 274.7073 | 274.7073 | 306.3983 | 306.3983 | 306.3983 | 306.3983
NSW | N5 | South West NSW | Wind | 0 | 0 | 0.00031587 | 0.00032438 | 0.00032703 | 0.00033186 | 0.00041858 | 0.00061339 | 0.00061603 | 0.00065723 | 0.00082911 | 0.00082975 | 0.00083049 | 0.00083351 | 0.00083656 | 0.00084089 | 0.00084253 | 0.0018861 | 0.0018875 | 355.2635 | 355.2635 | 355.2635 | 355.2636 | 355.2636 | 355.2639 | 355.2639 | 355.2639
NSW | N6 | Wagga Wagga | Wind | 0 | 0 | 0 | 0 | 0.0002095 | 0.00026043 | 0.00037081 | 0.0004906 | 0.000494 | 0.00049726 | 0.00051669 | 0.00051691 | 0.00051724 | 0.00052156 | 0.00052508 | 0.00056149 | 0.00056546 | 0.0010225 | 0.0010234 | 0.0018683 | 0.0018686 | 0.0018701 | 0.0019512 | 0.0019548 | 191.5045 | 191.5046 | 300.0011
NSW | N7 | Tumut | Wind | 0 | 0 | 0 | 0 | 0 | 0 | 0 | 0 | 0 | 0 | 0 | 0 | 0 | 0 | 0 | 0 | 0 | 0 | 0 | 0 | 0 | 0 | 0 | 0 | 0 | 0 | 0
NSW | N8 | Cooma-Monaro | Wind | 113 | 372.2636 | 412.1289 | 412.1289 | 412.1289 | 412.1289 | 413 | 413.5514 | 413.5514 | 413.5514 | 416.5933 | 416.5933 | 416.5933 | 416.5933 | 416.5933 | 416.5935 | 417.5679 | 828 | 828 | 828 | 828 | 828 | 828 | 828 | 828 | 828 | 828
VIC | V1 | Ovens Murray | Wind | 0 | 0 | 0 | 0 | 0 | 0 | 0 | 0 | 0 | 0 | 0 | 0 | 0 | 0 | 0 | 0 | 0 | 0 | 0 | 0 | 0 | 0 | 0 | 0 | 0 | 0 | 0
VIC | V2 | Murray River | Wind | 0 | 0 | 0 | 0 | 0 | 0 | 0 | 0 | 0 | 0 | 0 | 0 | 0 | 0 | 0 | 0 | 0 | 0 | 0 | 0 | 0 | 0 | 0 | 0 | 0 | 0 | 0
VIC | V3 | Western Victoria | Wind | 1934.5 | 1934.5 | 1934.5 | 1934.5 | 1934.5002 | 1934.5012 | 1941.2106 | 2047.9086 | 2047.9086 | 2062.585 | 2140.3161 | 1948.3162 | 1948.3162 | 1997.2888 | 2365.6765 | 2365.6765 | 2365.6765 | 2365.6765 | 2365.6765 | 2358.9507 | 2227.7509 | 1915.751 | 1915.7551 | 2566.1131 | 2326.1131 | 2521.0562 | 2431.4824
VIC | V4 | South West Victoria | Wind | 2023.21 | 2416.243 | 2416.243 | 2838.3705 | 2838.3705 | 2873.2973 | 2939.8165 | 3191.5364 | 3191.5364 | 3605.6389 | 5292.8108 | 5405.6197 | 5405.6197 | 5405.6197 | 5398.51 | 4978.51 | 4978.51 | 4856.26 | 4856.26 | 4836.76 | 4644.16 | 4644.16 | 3780.6 | 3780.6 | 3780.6 | 3780.6 | 3780.6
VIC | V5 | Gippsland | Wind | 0 | 500.0002 | 500.0002 | 530.946 | 530.946 | 645.0914 | 1759.898 | 2000 | 2000 | 2000 | 2000 | 2000 | 2000 | 2000 | 2000 | 2000 | 2000 | 2000 | 2000 | 2000 | 2000 | 2000 | 2000 | 2000 | 2000 | 2000 | 2000
VIC | V6 | Central North VIC | Wind | 0 | 0.00030091 | 0.00030095 | 0.00066682 | 0.00067331 | 0.0012458 | 0.0012476 | 444.7848 | 444.7848 | 452.9507 | 452.9507 | 452.9507 | 452.9507 | 573.2925 | 732.9314 | 845.9704 | 916.2161 | 946.0039 | 946.0039 | 1600 | 1600 | 1600 | 1600 | 1600 | 1600 | 1600 | 1600
SA | S1 | South East SA | Wind | 324.5 | 759.5671 | 759.5671 | 1086.4183 | 1086.4183 | 1086.4183 | 1124.5006 | 1090.5984 | 1090.5984 | 1090.5984 | 1158.627 | 1158.627 | 1078.127 | 1088.5337 | 1112.9744 | 1143.6759 | 1143.6759 | 1123.0442 | 1123.0442 | 1298.1537 | 1347.9462 | 1347.9462 | 1347.9462 | 1347.9462 | 1378.2791 | 1378.2791 | 1388.9323
SA | S2 | Riverland | Wind | 0 | 0.00011065 | 0.00011068 | 0.00027614 | 0.00027863 | 0.00028824 | 0.00033378 | 0.00047127 | 0.00047288 | 0.00051102 | 0.00057043 | 0.00057234 | 0.00060613 | 0.00061488 | 0.00062461 | 0.00073325 | 0.0007365 | 0.00074142 | 0.00074232 | 0.00096873 | 0.00097188 | 0.0010299 | 0.0010935 | 0.0011328 | 0.0013717 | 0.0015743 | 0.0015761
SA | S3 | Mid-North SA | Wind | 1343.1 | 1343.1007 | 1343.1007 | 1368.4791 | 1368.4791 | 2197.5978 | 2197.5979 | 2197.5985 | 2197.5985 | 2197.5985 | 2098.8985 | 2098.8985 | 2027.4985 | 1850.9595 | 2188.2015 | 2223.3997 | 2155.3499 | 2155.3499 | 2155.3499 | 2578.3179 | 2364.4179 | 2364.4179 | 2233.6179 | 2233.6179 | 2714.7586 | 3234.6442 | 3598.118
SA | S4 | Yorke Peninsula | Wind | 90.75 | 90.751 | 90.751 | 104.8724 | 105.0317 | 105.0317 | 105.6503 | 108.4134 | 108.4134 | 108.4134 | 108.4134 | 108.4134 | 108.4134 | 108.4134 | 108.4134 | 108.4134 | 108.4134 | 108.4135 | 108.4135 | 108.4135 | 108.4135 | 108.4146 | 108.4154 | 108.4154 | 108.4154 | 108.4154 | 108.4293
SA | S5 | Northern SA | Wind | 422.4 | 422.4 | 422.4 | 422.4 | 422.4 | 422.4 | 422.4 | 422.4 | 422.4 | 422.4 | 422.4 | 422.4 | 422.4 | 422.4 | 422.4 | 422.4 | 422.4 | 422.4 | 422.4 | 422.4 | 422.4 | 422.4 | 210 | 210 | 210 | 210 | 210
SA | S6 | Leigh Creek | Wind | 0 | 0.00034904 | 0.00034917 | 0.00043003 | 0.0004384 | 0.0014899 | 0.0015701 | 0.0015993 | 0.0015995 | 0.0016017 | 0.0016021 | 0.0016034 | 0.001604 | 0.0016257 | 609.7949 | 609.7949 | 609.7949 | 609.7949 | 609.7949 | 609.7949 | 609.7949 | 739.2515 | 739.2515 | 2307.9294 | 2399.9999 | 2399.9999 | 2399.9999
SA | S7 | Roxby Downs | Wind | 0 | 0 | 0 | 0 | 0 | 0 | 0 | 0 | 0 | 0 | 0 | 0 | 0 | 0 | 0 | 0 | 0 | 0 | 0 | 0 | 0 | 0 | 0 | 0 | 0 | 0 | 0
SA | S8 | Eastern Eyre Peninsula | Wind | 136 | 136.0004 | 136.0004 | 136.0012 | 136.0013 | 136.0013 | 136.0013 | 186.3039 | 186.3039 | 186.3039 | 186.3039 | 186.3039 | 245.4938 | 245.4938 | 245.4938 | 245.4938 | 245.4938 | 245.4938 | 245.4938 | 245.4938 | 245.4938 | 319.0176 | 319.0177 | 319.0177 | 319.0177 | 319.0177 | 319.0177
SA | S9 | Western Eyre Peninsula | Wind | 0 | 0.00034591 | 0.00034602 | 0.00072966 | 0.00075242 | 0.00076171 | 0.000766 | 0.0039885 | 0.0039896 | 0.0040148 | 0.0040317 | 0.0040341 | 0.065632 | 0.065638 | 0.065644 | 0.065645 | 0.065646 | 0.065656 | 0.065656 | 0.065669 | 0.065673 | 0.066263 | 0.066269 | 0.066292 | 0.066296 | 0.066299 | 0.066301
TAS | T1 | North East Tasmania | Wind | 168 | 196.5305 | 196.5305 | 196.5305 | 196.5305 | 196.5305 | 196.5305 | 196.5305 | 196.5306 | 282.1057 | 282.1057 | 282.1057 | 282.1057 | 282.1057 | 282.1057 | 282.1057 | 282.1057 | 282.1057 | 282.1057 | 282.1057 | 282.1057 | 282.1057 | 282.1057 | 282.1057 | 282.1057 | 282.1057 | 282.1057
TAS | T2 | North West Tasmania | Wind | 251.6 | 251.6013 | 251.6013 | 251.6013 | 251.6014 | 460.5042 | 460.5043 | 460.5048 | 1271.9792 | 1402.4346 | 1402.4346 | 1402.4346 | 1402.4346 | 1402.4347 | 1402.4347 | 1402.4347 | 1402.4347 | 1402.4347 | 1402.4347 | 1402.4347 | 1402.4347 | 1402.4347 | 1402.4349 | 1471.0075 | 1471.0075 | 1471.0075 | 1471.0075
TAS | T3 | Central Highlands | Wind | 144 | 665.3717 | 665.3717 | 681.7947 | 941.0813 | 943.6491 | 1404.1041 | 1413.4898 | 1430.2533 | 1430.2533 | 1430.2533 | 1430.2533 | 1430.2533 | 1430.2533 | 1430.2533 | 1430.2533 | 1430.2533 | 1430.2533 | 1430.2533 | 1430.2533 | 1430.2533 | 1286.2534 | 1383.2746 | 1383.2746 | 1383.2746 | 1383.2746 | 1383.2746
Region | REZ | REZ Name | Technology | 2023-24 | 2024-25 | 2025-26 | 2026-27 | 2027-28 | 2028-29 | 2029-30 | 2030-31 | 2031-32 | 2032-33 | 2033-34 | 2034-35 | 2035-36 | 2036-37 | 2037-38 | 2038-39 | 2039-40 | 2040-41 | 2041-42 | 2042-43 | 2043-44 | 2044-45 | 2045-46 | 2046-47 | 2047-48 | 2048-49 | 2049-50
NSW | O1 | Hunter Coast | Offshore Wind | 0 | 0 | 0 | 0 | 0 | 0 | 0 | 0 | 0 | 0 | 0 | 0 | 0 | 0 | 0 | 0 | 0 | 0 | 0 | 0.00010316 | 0.00010395 | 0.00010408 | 0.00010534 | 0.00012307 | 0.0001232 | 0.00015315 | 0.00015325
NSW | O2 | Illawarra Coast | Offshore Wind | 0 | 0 | 0 | 0 | 0 | 0 | 0 | 0 | 0 | 0 | 0 | 0 | 0 | 0 | 0 | 0 | 0 | 0 | 0 | 0 | 0 | 0 | 0 | 0.00012531 | 0.0001256 | 0.00019771 | 0.00019841
VIC | O3 | Gippsland Coast | Offshore Wind | 0 | 0 | 0 | 0 | 0 | 0 | 0 | 0 | 0 | 0 | 0 | 0 | 0 | 0 | 0 | 0 | 0 | 0 | 0 | 0.00035158 | 0.0004482 | 0.00044898 | 0.0037619 | 1097.7126 | 1241.4456 | 1241.4456 | 1403.8274
TAS | O4 | North West Tasmania Coast | Offshore Wind | 0 | 0 | 0 | 0 | 0 | 0 | 0 | 0 | 0 | 0 | 0 | 0 | 0 | 0 | 0 | 0 | 0 | 0 | 0 | 0 | 0 | 0 | 0 | 0 | 0 | 0 | 0
VIC | O5 | Portland Coast | Offshore Wind | 0 | 0 | 0 | 0 | 0 | 0 | 0 | 0 | 0 | 0 | 0 | 0 | 0 | 0 | 0 | 0 | 0 | 0 | 0 | 0.00012378 | 0.00021003 | 0.00021017 | 469.977 | 469.977 | 933.4535 | 933.4535 | 933.4535
SA | O6 | South East SA Coast | Offshore Wind | 0 | 0 | 0 | 0 | 0 | 0 | 0 | 0 | 0 | 0 | 0 | 0 | 0 | 0 | 0 | 0 | 0 | 0 | 0 | 0 | 0 | 0 | 0 | 0 | 0 | 0 | 0

## BaseCase_VOM Cost
VOM cost by technology ($000s) - BaseCase, Step Change Scenario
VOM | Real June 2021 dollars discounted to 1 July 2021
Explicitly modelled generation
Region | Technology | 2023-24 | 2024-25 | 2025-26 | 2026-27 | 2027-28 | 2028-29 | 2029-30 | 2030-31 | 2031-32 | 2032-33 | 2033-34 | 2034-35 | 2035-36 | 2036-37 | 2037-38 | 2038-39 | 2039-40 | 2040-41 | 2041-42 | 2042-43 | 2043-44 | 2044-45 | 2045-46 | 2046-47 | 2047-48 | 2048-49 | 2049-50
NEM | Black Coal | 331358.9817 | 274668.6869 | 254367.4208 | 223718.394 | 168325.4283 | 133590.448 | 114448.4987 | 79326.127 | 72822.8292 | 61531.6933 | 37687.678 | 35467.7125 | 29406.259 | 27284.4814 | 27142.7777 | 24465.8377 | 6667.2852 | 2460.2868 | 2321.631 | 0 | 0 | 0 | 0 | 0 | 0 | 0 | 0
NEM | Brown Coal | 106918.438 | 88618.5845 | 78383.357 | 58019.697 | 56060.7765 | 44728.6835 | 26769.693 | 16449.6925 | 12412.2565 | 0 | 0 | 0 | 0 | 0 | 0 | 0 | 0 | 0 | 0 | 0 | 0 | 0 | 0 | 0 | 0 | 0 | 0
NEM | CCGT | 14279.6286 | 10331.0212 | 19050.0731 | 22550.7024 | 22592.3438 | 24713.3747 | 26958.4514 | 29140.2775 | 25107.474 | 23314.5139 | 30187.2357 | 32630.9817 | 23497.5194 | 20312.0203 | 14979.439 | 15048.9024 | 12687.7068 | 10411.9932 | 8055.0926 | 8864.255 | 6686.5577 | 4931.3787 | 2723.1833 | 1923.169 | 1786.2309 | 1657.4446 | 1613.1522
NEM | Gas - Steam | 238.9441 | 218.5598 | 651.0039 | 290.6322 | 191.2472 | 400.9715 | 296.5898 | 1540.1635 | 566.2716 | 1401.8319 | 873.6883 | 1028.9423 | 892.4773 | 1003.9678 | 1044.8257 | 1036.2667 | 0 | 0 | 0 | 0 | 0 | 0 | 0 | 0 | 0 | 0 | 0
NEM | OCGT / Diesel | 1875.5311 | 1532.8687 | 3096.6941 | 3101.7931 | 2236.0886 | 3221.0258 | 2413.7768 | 8733.1099 | 5343.3126 | 9637.0437 | 12556.0267 | 20121.6537 | 12356.066 | 14847.6582 | 12129.7923 | 9537.5215 | 20410.0441 | 14409.9144 | 8337.9677 | 8950.0453 | 14919.5022 | 8216.7513 | 9767.7376 | 9516.404 | 4221.6096 | 6686.3411 | 5467.1966
NEM | Hydro | 115773.6695 | 100442.6298 | 97385.4903 | 89105.5691 | 70397.7128 | 79995.0551 | 82117.545 | 76190.189 | 70774.9946 | 64237.6245 | 65006.2237 | 62713.2324 | 54526.7165 | 47590.6701 | 54971.9561 | 47439.6337 | 41366.5081 | 36827.8312 | 33701.3411 | 36119.0511 | 35905.4361 | 31904.8819 | 28525.2637 | 33333.6966 | 30426.3394 | 28579.4451 | 26570.6452
NEM | Hydrogen Turbine | 0 | 0 | 0 | 0 | 0 | 0 | 0 | 0 | 0 | 0 | 0 | 0 | 0 | 0 | 0 | 0 | 0 | 0 | 0 | 0 | 0 | 0 | 0 | 0 | 0 | 0 | 0
NEM | Wind | 2522.8219 | 3882.0649 | 3770.5463 | 4231.2126 | 5288.3454 | 5949.763 | 5951.8166 | 6121.9133 | 6217.3041 | 6145.0021 | 6204.4885 | 5808.3156 | 5874.084 | 5812.9464 | 5888.048 | 5499.5449 | 5084.7697 | 4866.4789 | 4564.0526 | 4564.1408 | 4355.3952 | 4176.4004 | 4037.2929 | 4372.2033 | 4277.3528 | 4042.922 | 3872.4501
NEM | Solar PV | 1829.3886 | 1599.7924 | 1738.1358 | 1733.8691 | 1628.1885 | 1528.8355 | 1637.6316 | 1893.0781 | 1884.5715 | 2127.1677 | 2234.4876 | 2255.8747 | 2197.1427 | 2081.8744 | 2068.8608 | 2183.4617 | 2852.5587 | 2996.1124 | 3252.8401 | 3580.0914 | 3496.2941 | 3322.0513 | 3248.9589 | 2893.2826 | 2789.6284 | 2928.358 | 2825.9719
NEM | Grid Battery | 36.6872 | 34.4502 | 117.8399 | 190.2174 | 392.1442 | 716.2096 | 702.6733 | 810.9845 | 763.6037 | 1296.1982 | 1315.8269 | 1211.1561 | 1235.4501 | 1178.6678 | 1060.9004 | 1022.4115 | 1487.7916 | 1541.3227 | 1881.9261 | 2159.3604 | 2037.5445 | 2003.7695 | 1932.9924 | 1590.354 | 1453.3877 | 1620.6284 | 1475.4174
NEM | Pumped Hydro | 3583.5374 | 5592.958 | 5298.6249 | 8707.4424 | 10988.9118 | 16800.3932 | 17012.2572 | 22588.4518 | 21820.1929 | 19803.941 | 19810.0537 | 18647.3021 | 19819.8294 | 18568.8547 | 17377.9061 | 14012.302 | 11579.6326 | 9531.5258 | 11025.3174 | 9900.1856 | 8251.5001 | 7882.275 | 7168.6513 | 8753.0164 | 6490.4463 | 5535.7968 | 4101.1816
NEM | VPP | 19.3526 | 36.6196 | 61.6707 | 85.3429 | 108.7637 | 126.4508 | 160.1576 | 183.6908 | 200.2386 | 220.9785 | 248.0223 | 265.9287 | 287.6602 | 308.5432 | 305.8677 | 315.3469 | 327.897 | 316.5224 | 326.0979 | 315.2605 | 302.2535 | 304.2925 | 307.6368 | 283.1708 | 278.9385 | 278.3192 | 265.7344
Total excluding storage |  | 578436.9807 | 486958.2361 | 463920.8569 | 411734.8722 | 338209.9508 | 311771.2107 | 278469.091 | 242977.6778 | 217913.0492 | 189715.9948 | 176123.7315 | 180151.0998 | 150093.2045 | 138989.6843 | 136970.3738 | 120561.2291 | 102464.1938 | 83361.9877 | 73466.2666 | 74452.3901 | 75954.4835 | 62741.8008 | 57711.7171 | 62665.2967 | 51723.9336 | 51329.2551 | 46191.7493
Region | Technology | 2023-24 | 2024-25 | 2025-26 | 2026-27 | 2027-28 | 2028-29 | 2029-30 | 2030-31 | 2031-32 | 2032-33 | 2033-34 | 2034-35 | 2035-36 | 2036-37 | 2037-38 | 2038-39 | 2039-40 | 2040-41 | 2041-42 | 2042-43 | 2043-44 | 2044-45 | 2045-46 | 2046-47 | 2047-48 | 2048-49 | 2049-50
NSW1 | Black Coal | 166038.888 | 131067.311 | 114351.457 | 102519.832 | 67103.7765 | 58415.765 | 46124.73 | 35389.3605 | 33358.986 | 32300.044 | 17026.2055 | 16529.3055 | 13790.8085 | 11657.038 | 12330.4795 | 11734.1975 | 0 | 0 | 0 | 0 | 0 | 0 | 0 | 0 | 0 | 0 | 0
NSW1 | Brown Coal | 0 | 0 | 0 | 0 | 0 | 0 | 0 | 0 | 0 | 0 | 0 | 0 | 0 | 0 | 0 | 0 | 0 | 0 | 0 | 0 | 0 | 0 | 0 | 0 | 0 | 0 | 0
NSW1 | CCGT | 91.8161 | 40.1074 | 1834.7388 | 3760.4265 | 4257.95 | 3435.7472 | 5407.108 | 4960.9245 | 4250.8145 | 3421.862 | 5560.6925 | 6220.437 | 3784.8272 | 3780.4242 | 3881.943 | 4207.01 | 3902.499 | 3017.3562 | 2359.1082 | 2708.3792 | 0 | 0 | 0 | 0 | 0 | 0 | 0
NSW1 | Gas - Steam | 0 | 0 | 0 | 0 | 0 | 0 | 0 | 0 | 0 | 0 | 0 | 0 | 0 | 0 | 0 | 0 | 0 | 0 | 0 | 0 | 0 | 0 | 0 | 0 | 0 | 0 | 0
NSW1 | OCGT / Diesel | 65.8384 | 31.322 | 167.3111 | 182.7517 | 112.3084 | 15.5788 | 12.3891 | 321.3101 | 56.8718 | 377.8844 | 524.4927 | 2368.7853 | 1133.844 | 2077.1183 | 867.4842 | 926.8107 | 3537.9535 | 3015.9048 | 1625.7108 | 1298.7607 | 2935.2868 | 1168.2855 | 1839.2885 | 1239.9857 | 890.0804 | 990.0833 | 1021.4932
NSW1 | Hydro | 13510.626 | 17877.5414 | 17669.104 | 16876.4282 | 13412.584 | 18303.3613 | 14450.2183 | 13892.249 | 12804.3473 | 10806.5988 | 12324.029 | 12202.3496 | 10791.8681 | 8796.0835 | 11776.9245 | 9269.7169 | 7630.1968 | 7224.0735 | 6541.1414 | 6933.0119 | 6791.3704 | 5914.4759 | 4853.1934 | 6898.0615 | 6384.8869 | 5900.4559 | 5443.6682
NSW1 | Hydrogen Turbine | 0 | 0 | 0 | 0 | 0 | 0 | 0 | 0 | 0 | 0 | 0 | 0 | 0 | 0 | 0 | 0 | 0 | 0 | 0 | 0 | 0 | 0 | 0 | 0 | 0 | 0 | 0
NSW1 | Wind | 524.0031 | 1148.7679 | 1107.2058 | 1292.3174 | 1987.232 | 2058.9584 | 1896.5449 | 1880.1498 | 1773.3879 | 1789.2806 | 1759.5646 | 1671.0774 | 1870.8738 | 1852.691 | 1848.172 | 1636.8822 | 1550.292 | 1422.8644 | 1387.8387 | 1402.5199 | 1386.6312 | 1362.1945 | 1311.9911 | 1348.7309 | 1287.989 | 1190.5935 | 1060.8323
NSW1 | Solar PV | 772.0379 | 687.1919 | 812.2864 | 849.8969 | 811.8151 | 786.8251 | 883.0964 | 1093.9747 | 1035.2473 | 989.9213 | 999.3005 | 921.5304 | 922.1042 | 870.099 | 862.967 | 875.6456 | 1036.2093 | 1005.7199 | 1079.9636 | 1008.6608 | 944.2655 | 926.7345 | 885.4206 | 843.4297 | 794.9289 | 837.2396 | 833.8229
NSW1 | Grid Battery | 1.8077 | 2.0813 | 85.5489 | 159.9817 | 364.0581 | 431.8267 | 433.7432 | 440.1991 | 398.6518 | 455.1854 | 403.8918 | 364.4715 | 357.6314 | 332.3042 | 296.6862 | 278.521 | 485.0931 | 443.9365 | 521.9276 | 468.0845 | 405.564 | 452.0376 | 391.9993 | 372.0481 | 293.4331 | 379.5807 | 357.2734
NSW1 | Pumped Hydro | 732.4032 | 1380.0037 | 1324.3837 | 3591.4103 | 5941.1042 | 14187.2562 | 14014.7084 | 18717.8968 | 18144.3627 | 16526.0032 | 16928.5533 | 16107.6671 | 16919.7755 | 16197.7157 | 15642.4241 | 12217.2801 | 9817.8753 | 7904.2387 | 9308.5386 | 8326.9075 | 6875.4575 | 6496.431 | 6037.3588 | 7824.773 | 5588.811 | 4727.9268 | 3411.0772
NSW1 | VPP | 5.0784 | 11.071 | 19.4065 | 26.997 | 34.4357 | 40.1713 | 51.0966 | 60.2227 | 66.6287 | 76.2386 | 87.078 | 93.0969 | 102.805 | 107.7336 | 107.4101 | 111.5952 | 116.0263 | 110.4775 | 115.2393 | 110.0916 | 104.5416 | 107.5551 | 106.9957 | 99.2784 | 96.861 | 97.9745 | 96.3589
Total excluding storage |  | 181742.4988 | 152245.3974 | 137371.4421 | 129260.0416 | 94025.2641 | 97675.49 | 83273.6348 | 76756.2872 | 71889.298 | 66743.0183 | 55613.8079 | 56478.7206 | 49674.5377 | 45671.2075 | 47614.4908 | 41257.6593 | 28076.1455 | 24144.5714 | 22939.4682 | 22256.416 | 19443.1169 | 16427.7141 | 15426.2474 | 18626.3074 | 15336.9903 | 14123.8543 | 12224.526
Region | Technology | 2023-24 | 2024-25 | 2025-26 | 2026-27 | 2027-28 | 2028-29 | 2029-30 | 2030-31 | 2031-32 | 2032-33 | 2033-34 | 2034-35 | 2035-36 | 2036-37 | 2037-38 | 2038-39 | 2039-40 | 2040-41 | 2041-42 | 2042-43 | 2043-44 | 2044-45 | 2045-46 | 2046-47 | 2047-48 | 2048-49 | 2049-50
QLD1 | Black Coal | 165320.0937 | 143601.3759 | 140015.9638 | 121198.562 | 101221.6518 | 75174.683 | 68323.7687 | 43936.7665 | 39463.8432 | 29231.6493 | 20661.4725 | 18938.407 | 15615.4505 | 15627.4434 | 14812.2982 | 12731.6402 | 6667.2852 | 2460.2868 | 2321.631 | 0 | 0 | 0 | 0 | 0 | 0 | 0 | 0
QLD1 | Brown Coal | 0 | 0 | 0 | 0 | 0 | 0 | 0 | 0 | 0 | 0 | 0 | 0 | 0 | 0 | 0 | 0 | 0 | 0 | 0 | 0 | 0 | 0 | 0 | 0 | 0 | 0 | 0
QLD1 | CCGT | 6919.2599 | 5486.8789 | 10194.7423 | 14510.5064 | 14541.3833 | 15715.166 | 16683.4189 | 17802.311 | 16276.384 | 14917.1829 | 19579.0487 | 20583.8402 | 15990.9854 | 12340.4129 | 11097.496 | 10841.8924 | 8785.2078 | 7394.637 | 5695.9844 | 6155.8758 | 6686.5577 | 4931.3787 | 2723.1833 | 1923.169 | 1786.2309 | 1657.4446 | 1613.1522
QLD1 | Gas - Steam | 0 | 0 | 0 | 0 | 0 | 0 | 0 | 0 | 0 | 0 | 0 | 0 | 0 | 0 | 0 | 0 | 0 | 0 | 0 | 0 | 0 | 0 | 0 | 0 | 0 | 0 | 0
QLD1 | OCGT / Diesel | 23.5782 | 0.0018142 | 23.0133 | 153.6287 | 193.4332 | 120.8344 | 36.033 | 2290.3714 | 2183.3622 | 2387.443 | 6334.6669 | 6643.4323 | 5860.5665 | 6689.9274 | 2926.9873 | 1558.3686 | 4430.9754 | 2977.1478 | 1204.2169 | 1689.447 | 2407.7456 | 1781.7945 | 2572.992 | 2388.6742 | 657.678 | 1796.8242 | 1092.2521
QLD1 | Hydro | 4790.1955 | 4543.4526 | 4412.6081 | 4012.6902 | 3874.1456 | 3734.895 | 3508.5204 | 3284.1522 | 3092.2383 | 2948.0033 | 2778.3156 | 2601.0342 | 2442.5601 | 2262.3618 | 657.6778 | 610.3353 | 451.8542 | 398.5508 | 366.1797 | 0 | 0 | 0 | 0 | 0 | 0 | 0 | 0
QLD1 | Hydrogen Turbine | 0 | 0 | 0 | 0 | 0 | 0 | 0 | 0 | 0 | 0 | 0 | 0 | 0 | 0 | 0 | 0 | 0 | 0 | 0 | 0 | 0 | 0 | 0 | 0 | 0 | 0 | 0
QLD1 | Wind | 353.7941 | 648.9752 | 650.1313 | 741.1379 | 1012.0772 | 1596.4842 | 1497.4299 | 1742.1116 | 1620.3557 | 1743.5214 | 1704.5664 | 1607.5099 | 1496.8707 | 1509.6492 | 1692.5485 | 1585.7864 | 1484.7427 | 1351.5828 | 1344.5224 | 1307.2722 | 1281.1204 | 1148.6329 | 1147.0202 | 1368.3798 | 1296.0216 | 1282.0157 | 1172.5231
QLD1 | Solar PV | 751.2148 | 663.6257 | 686.8435 | 658.4483 | 604.1521 | 543.1658 | 570.346 | 631.0773 | 690.2726 | 723.1766 | 862.0035 | 883.5427 | 832.6641 | 776.1316 | 802.3725 | 874.801 | 1266.7514 | 1343.8727 | 1324.4131 | 1764.2765 | 1624.605 | 1474.7338 | 1417.4869 | 1293.0529 | 1282.7735 | 1377.0706 | 1353.4862
QLD1 | Grid Battery | 4.6923 | 4.4314 | 4.284 | 4.1143 | 3.8958 | 262.1239 | 248.0157 | 300.2077 | 301.1263 | 419.0429 | 541.5205 | 511.5527 | 484.206 | 464.5719 | 387.5102 | 386.2148 | 599.4964 | 592.8878 | 707.187 | 1134.8831 | 1017.305 | 949.1804 | 915.2173 | 736.2521 | 721.7704 | 818.2737 | 764.8886
QLD1 | Pumped Hydro | 2851.1342 | 4212.9543 | 3974.2407 | 5116.0315 | 5047.8069 | 2613.1364 | 2997.5481 | 3870.4407 | 3595.6449 | 3162.1002 | 2766.3556 | 2435.524 | 2770.7642 | 2248.4115 | 1613.5934 | 1678.378 | 1639.0252 | 1485.8803 | 1500.9583 | 1361.8113 | 1185.8659 | 1146.3003 | 911.813 | 723.8989 | 704.1697 | 628.5488 | 533.9494
QLD1 | VPP | 4.4908 | 9.0277 | 15.1631 | 22.4641 | 28.7816 | 34.8619 | 45.8302 | 54.287 | 59.6593 | 66.8519 | 75.2572 | 81.9089 | 87.4323 | 93.9769 | 92.7386 | 96.3773 | 98.1304 | 98.9153 | 98.3256 | 99.0091 | 97.2003 | 94.1768 | 94.7254 | 90.5698 | 88.5478 | 86.7623 | 84.8762
Total excluding storage |  | 181018.4534 | 159170.7235 | 159976.9902 | 146417.5834 | 126527.3274 | 99795.3506 | 93910.9109 | 73911.7254 | 67282.8865 | 55598.9715 | 55303.2071 | 54286.7518 | 45581.4998 | 42012.8866 | 34083.2225 | 30363.7939 | 25423.4686 | 18103.7613 | 14563.4184 | 13512.5749 | 14300.3999 | 11526.1975 | 9782.4381 | 8523.9967 | 6537.1919 | 7646.94 | 6615.1278
Region | Technology | 2023-24 | 2024-25 | 2025-26 | 2026-27 | 2027-28 | 2028-29 | 2029-30 | 2030-31 | 2031-32 | 2032-33 | 2033-34 | 2034-35 | 2035-36 | 2036-37 | 2037-38 | 2038-39 | 2039-40 | 2040-41 | 2041-42 | 2042-43 | 2043-44 | 2044-45 | 2045-46 | 2046-47 | 2047-48 | 2048-49 | 2049-50
VIC1 | Black Coal | 0 | 0 | 0 | 0 | 0 | 0 | 0 | 0 | 0 | 0 | 0 | 0 | 0 | 0 | 0 | 0 | 0 | 0 | 0 | 0 | 0 | 0 | 0 | 0 | 0 | 0 | 0
VIC1 | Brown Coal | 106918.438 | 88618.5845 | 78383.357 | 58019.697 | 56060.7765 | 44728.6835 | 26769.693 | 16449.6925 | 12412.2565 | 0 | 0 | 0 | 0 | 0 | 0 | 0 | 0 | 0 | 0 | 0 | 0 | 0 | 0 | 0 | 0 | 0 | 0
VIC1 | CCGT | 0 | 0 | 0 | 0 | 0 | 0 | 0 | 0 | 0 | 0 | 0 | 0 | 0 | 0 | 0 | 0 | 0 | 0 | 0 | 0 | 0 | 0 | 0 | 0 | 0 | 0 | 0
VIC1 | Gas - Steam | 35.9228 | 36.8826 | 135.2593 | 290.6322 | 191.2472 | 400.9715 | 296.5898 | 1540.1635 | 566.2716 | 1401.8319 | 873.6883 | 1028.9423 | 892.4773 | 1003.9678 | 1044.8257 | 1036.2667 | 0 | 0 | 0 | 0 | 0 | 0 | 0 | 0 | 0 | 0 | 0
VIC1 | OCGT / Diesel | 222.6903 | 145.5005 | 339.7743 | 1173.4835 | 669.4205 | 1140.8368 | 668.3506 | 2861.2634 | 935.2705 | 4306.24 | 2724.4503 | 6772.5719 | 3079.2684 | 3749.6843 | 4998.319 | 4199.5272 | 8769.2214 | 6195.1628 | 4053.0297 | 4274.3826 | 7546.4807 | 4897.6187 | 5081.2438 | 5738.1665 | 2568.9402 | 3753.2524 | 3175.5467
VIC1 | Hydro | 18151.8772 | 20865.0511 | 20378.2749 | 18313.4861 | 14482.2131 | 20673.1161 | 16310.0411 | 13354.7686 | 12657.4237 | 10928.0481 | 12689.7098 | 12391.462 | 11184.4072 | 8866.0828 | 12733.6572 | 10067.6403 | 8249.8677 | 7798.4957 | 6742.8217 | 7820.9727 | 7677.81 | 6924.3143 | 5481.8597 | 7832.8935 | 7425.6355 | 7034.8383 | 6633.0889
VIC1 | Hydrogen Turbine | 0 | 0 | 0 | 0 | 0 | 0 | 0 | 0 | 0 | 0 | 0 | 0 | 0 | 0 | 0 | 0 | 0 | 0 | 0 | 0 | 0 | 0 | 0 | 0 | 0 | 0 | 0
VIC1 | Wind | 890.5146 | 1066.3164 | 1041.7098 | 1124.4915 | 1176.8752 | 1071.171 | 1278.6231 | 1323.3975 | 1404.661 | 1276.3279 | 1498.734 | 1389.6597 | 1360.742 | 1349.6789 | 1239.8077 | 1225.4317 | 1102.0234 | 1136.8253 | 962.8165 | 988.7809 | 899.1375 | 866.5662 | 821.4804 | 856.0389 | 905.4079 | 822.3562 | 875.5961
VIC1 | Solar PV | 192.9757 | 156.7603 | 149.5283 | 143.6514 | 133.8959 | 125.9307 | 117.4017 | 108.0095 | 101.7455 | 270.0073 | 243.3598 | 271.731 | 268.9813 | 258.1911 | 228.2008 | 260.8471 | 372.9459 | 356.9372 | 490.3242 | 471.365 | 467.2522 | 482.4843 | 485.8262 | 400.0451 | 381.104 | 379.5602 | 333.1918
VIC1 | Grid Battery | 14.0418 | 12.3517 | 13.7119 | 12.7919 | 11.5841 | 10.5125 | 9.9449 | 60.5671 | 54.6627 | 269.0567 | 234.0166 | 208.291 | 207.054 | 198.249 | 216.2483 | 208.2249 | 255.7561 | 271.3828 | 311.2712 | 269.2271 | 230.4353 | 240.7959 | 237.9347 | 206.0179 | 194.7981 | 181.563 | 151.4388
VIC1 | Pumped Hydro | 0 | 0 | 0.00012156 | 0.00026892 | 0.00025954 | 0.00023965 | 0.00024801 | 0.00043636 | 0.00042402 | 0.00042476 | 0.00041463 | 0.00038806 | 0.0038406 | 0.0035857 | 6.4213 | 6.4035 | 6.1679 | 43.2128 | 120.1568 | 124.6098 | 110.7973 | 155.7882 | 145.5777 | 129.992 | 124.1063 | 112.1967 | 99.5485
VIC1 | VPP | 3.57 | 7.838 | 16.4795 | 23.6824 | 31.4301 | 35.6653 | 44.1423 | 47.7471 | 49.8944 | 51.0546 | 55.607 | 59.4101 | 64.162 | 70.5818 | 69.9285 | 71.6922 | 76.8685 | 71.7342 | 76.1916 | 71.274 | 65.5866 | 67.8084 | 69.688 | 61.2242 | 62.9755 | 62.1789 | 56.2819
Total excluding storage |  | 126430.0303 | 110909.2851 | 100458.0952 | 79101.9162 | 72757.4429 | 68186.8876 | 45494.7869 | 35745.6098 | 28182.1864 | 18502.567 | 18319.5663 | 22122.0683 | 17057.096 | 15496.4392 | 20537.4085 | 17076.0334 | 18832.8509 | 15873.7508 | 12756.6117 | 14020.6121 | 16997.4997 | 13635.3759 | 12323.6105 | 15224.3782 | 11662.9674 | 12345.9456 | 11324.6926
Region | Technology | 2023-24 | 2024-25 | 2025-26 | 2026-27 | 2027-28 | 2028-29 | 2029-30 | 2030-31 | 2031-32 | 2032-33 | 2033-34 | 2034-35 | 2035-36 | 2036-37 | 2037-38 | 2038-39 | 2039-40 | 2040-41 | 2041-42 | 2042-43 | 2043-44 | 2044-45 | 2045-46 | 2046-47 | 2047-48 | 2048-49 | 2049-50
SA1 | Black Coal | 0 | 0 | 0 | 0 | 0 | 0 | 0 | 0 | 0 | 0 | 0 | 0 | 0 | 0 | 0 | 0 | 0 | 0 | 0 | 0 | 0 | 0 | 0 | 0 | 0 | 0 | 0
SA1 | Brown Coal | 0 | 0 | 0 | 0 | 0 | 0 | 0 | 0 | 0 | 0 | 0 | 0 | 0 | 0 | 0 | 0 | 0 | 0 | 0 | 0 | 0 | 0 | 0 | 0 | 0 | 0 | 0
SA1 | CCGT | 7268.5527 | 4804.035 | 7020.592 | 4279.7695 | 3793.0105 | 5562.4615 | 4867.9245 | 6377.042 | 4580.2755 | 4975.469 | 5047.4945 | 5826.7045 | 3721.7068 | 4191.1832 | 0 | 0 | 0 | 0 | 0 | 0 | 0 | 0 | 0 | 0 | 0 | 0 | 0
SA1 | Gas - Steam | 203.0213 | 181.6772 | 515.7445 | 0 | 0 | 0 | 0 | 0 | 0 | 0 | 0 | 0 | 0 | 0 | 0 | 0 | 0 | 0 | 0 | 0 | 0 | 0 | 0 | 0 | 0 | 0 | 0
SA1 | OCGT / Diesel | 1563.4237 | 1356.0437 | 2566.5947 | 1590.3854 | 1260.9257 | 1943.7751 | 1689.791 | 3223.6182 | 2146.6091 | 2475.0198 | 2913.7676 | 4164.212 | 2220.0357 | 2272.8774 | 3200.407 | 2792.9935 | 3437.532 | 2183.1495 | 1417.2753 | 1651.1213 | 1983.5648 | 355.5049 | 256.4886 | 141.3429 | 96.2709 | 119.7903 | 160.8603
SA1 | Hydro | 0 | 0 | 0 | 0 | 0 | 0 | 0 | 0 | 0 | 0 | 0 | 0 | 0 | 0 | 0 | 0 | 0 | 0 | 0 | 0 | 0 | 0 | 0 | 0 | 0 | 0 | 0
SA1 | Hydrogen Turbine | 0 | 0 | 0 | 0 | 0 | 0 | 0 | 0 | 0 | 0 | 0 | 0 | 0 | 0 | 0 | 0 | 0 | 0 | 0 | 0 | 0 | 0 | 0 | 0 | 0 | 0 | 0
SA1 | Wind | 590.9622 | 655.7738 | 604.255 | 716.5927 | 669.2815 | 770.3704 | 737.2934 | 672.924 | 691.6909 | 614.4421 | 591.7025 | 508.5854 | 540.1707 | 498.9654 | 557.8523 | 545.4442 | 481.9703 | 475.0025 | 423.0232 | 459.1425 | 390.8949 | 427.3573 | 381.9349 | 449.6181 | 468.5825 | 451.6619 | 460.3737
SA1 | Solar PV | 113.1603 | 92.2145 | 89.4776 | 81.8726 | 78.3254 | 72.914 | 66.7875 | 60.0166 | 57.306 | 144.0625 | 129.8238 | 179.0701 | 173.3925 | 177.4524 | 174.5657 | 171.4132 | 175.9245 | 288.9562 | 357.4995 | 335.1267 | 446.7488 | 414.7864 | 438.7724 | 339.157 | 313.4287 | 317.3133 | 290.4714
SA1 | Grid Battery | 16.1454 | 15.5857 | 14.295 | 13.3294 | 12.6061 | 11.7463 | 10.9693 | 10.0103 | 9.1625 | 152.9129 | 136.3977 | 126.8406 | 186.5583 | 183.5424 | 160.4554 | 149.4506 | 147.4457 | 233.1153 | 341.54 | 287.1654 | 384.2398 | 361.7553 | 387.8409 | 276.0355 | 243.3857 | 241.2106 | 201.8161
SA1 | Pumped Hydro | 0 | 0 | 0.00011575 | 0.00015947 | 0.00015586 | 0.00014561 | 0.00014351 | 0.00017973 | 0.00017608 | 0.00016633 | 0.00016021 | 0.00015614 | 0.00018162 | 0.00017569 | 0.00018261 | 0.00017708 | 0.00017538 | 0.00018829 | 0.00020932 | 0.00019825 | 0.00019192 | 0.00022586 | 0.0002175 | 0.00019885 | 0.00019198 | 0.00018245 | 0.00019248
SA1 | VPP | 6.1749 | 8.3584 | 10.1774 | 11.4347 | 12.86 | 14.1303 | 16.6881 | 18.4581 | 20.1973 | 23.0129 | 25.8495 | 27.2902 | 28.8406 | 31.4572 | 31.0272 | 31.0979 | 31.5636 | 29.8305 | 31.3375 | 30.0084 | 30.5674 | 30.3246 | 31.8802 | 28.1616 | 26.6405 | 27.0797 | 24.5729
Total excluding storage |  | 9761.4405 | 7113.6883 | 10821.1363 | 6693.3844 | 5827.0094 | 8375.3978 | 7389.4539 | 10362.0694 | 7505.2415 | 8384.9194 | 8845.0357 | 10832.7029 | 6870.705 | 7355.4781 | 4124.3078 | 3690.3996 | 4274.4362 | 3210.0542 | 2570.6757 | 2762.5644 | 3236.0159 | 1589.7287 | 1496.9173 | 1234.3154 | 1148.3085 | 1157.056 | 1138.0946
Region | Technology | 2023-24 | 2024-25 | 2025-26 | 2026-27 | 2027-28 | 2028-29 | 2029-30 | 2030-31 | 2031-32 | 2032-33 | 2033-34 | 2034-35 | 2035-36 | 2036-37 | 2037-38 | 2038-39 | 2039-40 | 2040-41 | 2041-42 | 2042-43 | 2043-44 | 2044-45 | 2045-46 | 2046-47 | 2047-48 | 2048-49 | 2049-50
TAS1 | Black Coal | 0 | 0 | 0 | 0 | 0 | 0 | 0 | 0 | 0 | 0 | 0 | 0 | 0 | 0 | 0 | 0 | 0 | 0 | 0 | 0 | 0 | 0 | 0 | 0 | 0 | 0 | 0
TAS1 | Brown Coal | 0 | 0 | 0 | 0 | 0 | 0 | 0 | 0 | 0 | 0 | 0 | 0 | 0 | 0 | 0 | 0 | 0 | 0 | 0 | 0 | 0 | 0 | 0 | 0 | 0 | 0 | 0
TAS1 | CCGT | 0 | 0 | 0 | 0 | 0 | 0 | 0 | 0 | 0 | 0 | 0 | 0 | 0 | 0 | 0 | 0 | 0 | 0 | 0 | 0 | 0 | 0 | 0 | 0 | 0 | 0 | 0
TAS1 | Gas - Steam | 0 | 0 | 0 | 0 | 0 | 0 | 0 | 0 | 0 | 0 | 0 | 0 | 0 | 0 | 0 | 0 | 0 | 0 | 0 | 0 | 0 | 0 | 0 | 0 | 0 | 0 | 0
TAS1 | OCGT / Diesel | 0.00054837 | 0.00068535 | 0.00068946 | 1.5437 | 0.0006784 | 0.00068637 | 7.213 | 36.5468 | 21.199 | 90.4565 | 58.6491 | 172.6522 | 62.3513 | 58.0508 | 136.5947 | 59.8215 | 234.3618 | 38.5496 | 37.7351 | 36.3337 | 46.4244 | 13.5477 | 17.7247 | 8.2347 | 8.6401 | 26.3909 | 17.0443
TAS1 | Hydro | 79320.9708 | 57156.5848 | 54925.5033 | 49902.9646 | 38628.7701 | 37283.6827 | 47848.7652 | 45659.0191 | 42220.9853 | 39554.9742 | 37214.1693 | 35518.3867 | 30107.8811 | 27666.142 | 29803.6966 | 27491.9412 | 25034.5894 | 21406.7111 | 20051.1982 | 21365.0665 | 21436.2557 | 19066.0918 | 18190.2107 | 18602.7415 | 16615.817 | 15644.1508 | 14493.8881
TAS1 | Hydrogen Turbine | 0 | 0 | 0 | 0 | 0 | 0 | 0 | 0 | 0 | 0 | 0 | 0 | 0 | 0 | 0 | 0 | 0 | 0 | 0 | 0 | 0 | 0 | 0 | 0 | 0 | 0 | 0
TAS1 | Wind | 163.5479 | 362.2317 | 367.2445 | 356.6731 | 442.8795 | 452.7791 | 541.9253 | 503.3304 | 727.2086 | 721.4301 | 649.9209 | 631.4833 | 605.4269 | 601.962 | 549.6674 | 506.0004 | 465.7413 | 480.2038 | 445.8519 | 406.4254 | 397.6112 | 371.6495 | 374.8663 | 349.4356 | 319.3519 | 296.2948 | 303.1249
TAS1 | Solar PV | 0 | 2.5344e-05 | 2.3687e-05 | 2.5006e-05 | 2.2562e-05 | 1.8309e-05 | 1.8411e-05 | 2.4734e-05 | 2.2458e-05 | 4.173e-05 | 4.1677e-05 | 0.00048023 | 0.00046446 | 0.00041678 | 0.75475 | 0.75486 | 0.72769 | 0.62632 | 0.63973 | 0.66247 | 13.4226 | 23.3124 | 21.4527 | 17.5978 | 17.3933 | 17.1743 | 14.9997
TAS1 | Grid Battery | 0 | 0.00010931 | 0.00012044 | 0.0001295 | 0.00014845 | 0.00014211 | 0.0001639 | 0.0002446 | 0.00030444 | 0.00030866 | 0.00030913 | 0.00028988 | 0.00029824 | 0.00028685 | 0.00026888 | 0.0002672 | 0.00030245 | 0.00034989 | 0.00033472 | 0.00030289 | 0.000322 | 0.0003552 | 0.00031869 | 0.00030326 | 0.0003269 | 0.00034913 | 0.00046569
TAS1 | Pumped Hydro | 0 | 0 | 0.00019073 | 0.0001951 | 0.00022194 | 0.00023358 | 0.00032922 | 0.11372 | 80.1847 | 115.8369 | 115.1442 | 104.1105 | 129.2857 | 122.7237 | 115.4671 | 110.2403 | 116.5639 | 98.1939 | 95.6634 | 86.8568 | 79.3793 | 83.7553 | 73.9016 | 74.3523 | 73.3591 | 67.1243 | 56.6063
TAS1 | VPP | 0.03847 | 0.32445 | 0.44422 | 0.76464 | 1.2563 | 1.6219 | 2.4005 | 2.9759 | 3.8588 | 3.8206 | 4.2306 | 4.2227 | 4.4203 | 4.7937 | 4.7634 | 4.5844 | 5.3082 | 5.5648 | 5.0038 | 4.8775 | 4.3576 | 4.4276 | 4.3474 | 3.9368 | 3.9136 | 4.3237 | 3.6445
Total excluding storage |  | 79484.5577 | 57519.1417 | 55293.1931 | 50261.9464 | 39072.9069 | 37738.0847 | 48400.3045 | 46201.9861 | 43053.4368 | 40486.5187 | 38042.1145 | 36430.8562 | 30909.366 | 28453.6729 | 30610.9443 | 28173.3429 | 25857.2926 | 22029.85 | 20636.0926 | 21900.2227 | 21977.451 | 19562.7846 | 18682.5038 | 19056.299 | 17038.4754 | 16055.4592 | 14889.3082
Explicitly modelled pumping
Region | Technology | 2023-24 | 2024-25 | 2025-26 | 2026-27 | 2027-28 | 2028-29 | 2029-30 | 2030-31 | 2031-32 | 2032-33 | 2033-34 | 2034-35 | 2035-36 | 2036-37 | 2037-38 | 2038-39 | 2039-40 | 2040-41 | 2041-42 | 2042-43 | 2043-44 | 2044-45 | 2045-46 | 2046-47 | 2047-48 | 2048-49 | 2049-50
NEM | Grid Battery pump | 43.4353 | 40.9569 | 41.0202 | 38.4266 | 35.7939 | 32.6429 | 30.7854 | 28.3975 | 26.2349 | 25.0622 | 21.31 | 18.4376 | 17.2165 | 15.3823 | 13.7903 | 12.9838 | 12.9052 | 11.5393 | 7.5317 | 7.0687 | 3.3733 | 3.1137 | 2.9806 | 2.5707 | 2.3707 | 2.2886 | 2.0896
NEM | Pumped Hydro Pump | 8460.214 | 13926.8563 | 12375.4315 | 19029.3369 | 22843.4183 | 25499.6926 | 28832.8769 | 35207.5788 | 35838.9795 | 31348.6492 | 31864.8086 | 28273.3981 | 30984.3737 | 29037.2914 | 26097.5853 | 22106.9485 | 17286.6065 | 14493.7141 | 16504.6534 | 15431.3703 | 11673.542 | 11703.0099 | 11012.9074 | 12507.8196 | 9690.7201 | 7489.3078 | 5712.6557
NEM | VPP pump | 22.7018 | 43.1329 | 72.5923 | 100.3245 | 128.1127 | 148.6248 | 188.5637 | 215.9865 | 236.1167 | 259.6405 | 291.8214 | 313.1067 | 338.1579 | 362.9088 | 360.5485 | 371.2277 | 384.9139 | 373.3647 | 382.8877 | 371.2429 | 355.296 | 358.0016 | 362.4109 | 332.7392 | 328.7176 | 326.8307 | 312.5197
Region | Technology | 2023-24 | 2024-25 | 2025-26 | 2026-27 | 2027-28 | 2028-29 | 2029-30 | 2030-31 | 2031-32 | 2032-33 | 2033-34 | 2034-35 | 2035-36 | 2036-37 | 2037-38 | 2038-39 | 2039-40 | 2040-41 | 2041-42 | 2042-43 | 2043-44 | 2044-45 | 2045-46 | 2046-47 | 2047-48 | 2048-49 | 2049-50
NSW1 | Grid Battery pump | 2.1441 | 2.4769 | 2.701 | 2.5895 | 2.3749 | 2.0959 | 1.9637 | 1.9334 | 1.7798 | 1.7061 | 1.6006 | 1.4007 | 1.3686 | 0 | 0 | 0 | 0 | 0 | 0 | 0 | 0 | 0 | 0 | 0 | 0 | 0 | 0
NSW1 | Pumped Hydro Pump | 4396.126 | 7971.905 | 6884.8363 | 12005.6144 | 15888.158 | 22008.0946 | 24809.6333 | 29984.0278 | 30984.8335 | 27113.5834 | 28215.7067 | 25069.3073 | 27331.4986 | 26079.1051 | 24406.7663 | 20397.7465 | 15722.5028 | 13070.776 | 15063.1256 | 14132.13 | 10542.8911 | 10568.8734 | 10147.0965 | 11958.3496 | 9109.1555 | 6995.4626 | 5293.5567
NSW1 | VPP pump | 5.9545 | 13.0319 | 22.8256 | 31.7626 | 40.5254 | 47.252 | 60.1169 | 70.8542 | 78.5899 | 89.5017 | 102.4807 | 109.6306 | 120.8235 | 126.7537 | 126.7532 | 131.308 | 136.1315 | 130.3579 | 135.2196 | 129.5377 | 122.9855 | 126.5266 | 126.1044 | 116.6221 | 114.2513 | 114.9501 | 113.3716
Region | Technology | 2023-24 | 2024-25 | 2025-26 | 2026-27 | 2027-28 | 2028-29 | 2029-30 | 2030-31 | 2031-32 | 2032-33 | 2033-34 | 2034-35 | 2035-36 | 2036-37 | 2037-38 | 2038-39 | 2039-40 | 2040-41 | 2041-42 | 2042-43 | 2043-44 | 2044-45 | 2045-46 | 2046-47 | 2047-48 | 2048-49 | 2049-50
QLD1 | Grid Battery pump | 5.5703 | 5.2756 | 5.1137 | 4.8843 | 4.6378 | 4.2165 | 3.9374 | 3.7867 | 3.5679 | 3.468 | 3.2244 | 2.9888 | 2.7511 | 2.6316 | 2.3239 | 2.2186 | 2.1561 | 2.0964 | 2.0422 | 1.9852 | 1.8486 | 1.7093 | 1.6487 | 1.4783 | 1.395 | 1.327 | 1.2609
QLD1 | Pumped Hydro Pump | 4064.088 | 5954.9513 | 5490.5952 | 7023.7225 | 6955.2603 | 3491.598 | 4023.2436 | 5223.551 | 4854.146 | 4235.0658 | 3649.1019 | 3204.0908 | 3652.8751 | 2958.1863 | 1690.819 | 1709.2021 | 1564.1037 | 1422.9381 | 1441.5278 | 1299.2403 | 1130.6509 | 1134.1365 | 865.8109 | 549.47 | 581.5646 | 493.8452 | 419.099
QLD1 | VPP pump | 5.2684 | 10.6213 | 17.8871 | 26.3822 | 33.8622 | 41.0161 | 53.9207 | 63.8704 | 70.3793 | 78.4656 | 88.6013 | 96.4831 | 102.8283 | 110.4364 | 109.4334 | 113.2041 | 115.3223 | 116.5772 | 115.6501 | 116.4921 | 114.3409 | 110.8032 | 111.3879 | 106.6693 | 104.0399 | 102.1579 | 99.729
Region | Technology | 2023-24 | 2024-25 | 2025-26 | 2026-27 | 2027-28 | 2028-29 | 2029-30 | 2030-31 | 2031-32 | 2032-33 | 2033-34 | 2034-35 | 2035-36 | 2036-37 | 2037-38 | 2038-39 | 2039-40 | 2040-41 | 2041-42 | 2042-43 | 2043-44 | 2044-45 | 2045-46 | 2046-47 | 2047-48 | 2048-49 | 2049-50
VIC1 | Grid Battery pump | 16.6761 | 14.7523 | 16.3193 | 15.1863 | 13.8308 | 12.4747 | 11.8753 | 10.8782 | 10.0581 | 9.4249 | 6.6598 | 6.044 | 5.6071 | 5.4094 | 4.8076 | 4.5579 | 4.7736 | 3.9851 | 0 | 0 | 0 | 0 | 0 | 0 | 0 | 0 | 0
VIC1 | Pumped Hydro Pump | 0 | 0 | 0 | 0 | 0 | 0 | 0 | 0 | 0 | 0 | 0 | 0 | 0 | 0 | 0 | 0 | 0 | 0 | 0 | 0 | 0 | 0 | 0 | 0 | 0 | 0 | 0
VIC1 | VPP pump | 4.1884 | 9.248 | 19.3987 | 27.8269 | 37.071 | 41.8691 | 52.0072 | 56.1043 | 58.8443 | 60.038 | 65.3783 | 69.9306 | 75.3933 | 83.0431 | 82.2767 | 84.6229 | 90.1798 | 84.6594 | 89.3693 | 84.1025 | 76.9224 | 79.7807 | 82.2509 | 71.7757 | 74.3511 | 72.9013 | 66.2196
Region | Technology | 2023-24 | 2024-25 | 2025-26 | 2026-27 | 2027-28 | 2028-29 | 2029-30 | 2030-31 | 2031-32 | 2032-33 | 2033-34 | 2034-35 | 2035-36 | 2036-37 | 2037-38 | 2038-39 | 2039-40 | 2040-41 | 2041-42 | 2042-43 | 2043-44 | 2044-45 | 2045-46 | 2046-47 | 2047-48 | 2048-49 | 2049-50
SA1 | Grid Battery pump | 19.0448 | 18.4522 | 16.8861 | 15.7665 | 14.9503 | 13.8558 | 13.009 | 11.7992 | 10.829 | 10.4632 | 9.8251 | 8.0041 | 7.4896 | 7.3413 | 6.6589 | 6.2073 | 5.9755 | 5.4577 | 5.4894 | 5.0835 | 1.5247 | 1.4043 | 1.3319 | 1.0924 | 0.97574 | 0.96159 | 0.82869
SA1 | Pumped Hydro Pump | 0 | 0 | 0 | 0 | 0 | 0 | 0 | 0 | 0 | 0 | 0 | 0 | 0 | 0 | 0 | 0 | 0 | 0 | 0 | 0 | 0 | 0 | 0 | 0 | 0 | 0 | 0
SA1 | VPP pump | 7.2466 | 9.8476 | 11.9604 | 13.4533 | 15.169 | 16.5862 | 19.6858 | 21.6651 | 23.7631 | 27.1376 | 30.3765 | 32.0831 | 33.9325 | 37.011 | 36.5051 | 36.698 | 37.0356 | 35.1964 | 36.7618 | 35.372 | 35.945 | 35.6819 | 37.5271 | 33.0654 | 31.4457 | 31.759 | 28.9113
Region | Technology | 2023-24 | 2024-25 | 2025-26 | 2026-27 | 2027-28 | 2028-29 | 2029-30 | 2030-31 | 2031-32 | 2032-33 | 2033-34 | 2034-35 | 2035-36 | 2036-37 | 2037-38 | 2038-39 | 2039-40 | 2040-41 | 2041-42 | 2042-43 | 2043-44 | 2044-45 | 2045-46 | 2046-47 | 2047-48 | 2048-49 | 2049-50
TAS1 | Grid Battery pump | 0 | 0 | 0 | 0 | 0 | 0 | 0 | 0 | 0 | 0 | 0 | 0 | 0 | 0 | 0 | 0 | 0 | 0 | 0 | 0 | 0 | 0 | 0 | 0 | 0 | 0 | 0
TAS1 | Pumped Hydro Pump | 0 | 0 | 0 | 0 | 0 | 0 | 0 | 0 | 0 | 0 | 0 | 0 | 0 | 0 | 0 | 0 | 0 | 0 | 0 | 0 | 0 | 0 | 0 | 0 | 0 | 0 | 0
TAS1 | VPP pump | 0.043921 | 0.38406 | 0.52055 | 0.89947 | 1.4851 | 1.9013 | 2.8331 | 3.4925 | 4.5402 | 4.4977 | 4.9846 | 4.9792 | 5.1803 | 5.6646 | 5.5802 | 5.3947 | 6.2447 | 6.5737 | 5.887 | 5.7386 | 5.1022 | 5.2091 | 5.1406 | 4.6067 | 4.6297 | 5.0624 | 4.2881

## BaseCase_FOM Cost
FOM cost by technology ($000s) - BaseCase, Step Change Scenario
FOM | Real June 2021 dollars discounted to 1 July 2021. For new entrant capacity, the FOM is incurred annually in modelling. For existing capacity, FOM is considered to be a sunk cost, since the fixed retirement dates are assumed to be the same in the Base Case and the option case.
Explicitly modelled generation
Region | Technology | 2023-24 | 2024-25 | 2025-26 | 2026-27 | 2027-28 | 2028-29 | 2029-30 | 2030-31 | 2031-32 | 2032-33 | 2033-34 | 2034-35 | 2035-36 | 2036-37 | 2037-38 | 2038-39 | 2039-40 | 2040-41 | 2041-42 | 2042-43 | 2043-44 | 2044-45 | 2045-46 | 2046-47 | 2047-48 | 2048-49 | 2049-50
NEM | Black Coal | 0 | 0 | 0 | 0 | 0 | 0 | 0 | 0 | 0 | 0 | 0 | 0 | 0 | 0 | 0 | 0 | 0 | 0 | 0 | 0 | 0 | 0 | 0 | 0 | 0 | 0 | 0
NEM | Brown Coal | 0 | 0 | 0 | 0 | 0 | 0 | 0 | 0 | 0 | 0 | 0 | 0 | 0 | 0 | 0 | 0 | 0 | 0 | 0 | 0 | 0 | 0 | 0 | 0 | 0 | 0 | 0
NEM | CCGT | 0 | 0 | 0 | 0 | 0 | 0 | 0 | 0 | 0 | 0 | 0 | 0 | 0 | 0 | 0 | 0 | 0 | 0 | 0 | 0 | 0 | 0 | 0 | 0 | 0 | 0 | 0
NEM | Gas - Steam | 0 | 0 | 0 | 0 | 0 | 0 | 0 | 0 | 0 | 0 | 0 | 0 | 0 | 0 | 0 | 0 | 0 | 0 | 0 | 0 | 0 | 0 | 0 | 0 | 0 | 0 | 0
NEM | OCGT / Diesel | 0 | 0.0081581 | 0.0077328 | 0.0075506 | 0.0072111 | 259.7195 | 246.1797 | 233.346 | 221.7708 | 209.6199 | 198.6919 | 188.3343 | 4679.4763 | 4423.0792 | 10029.8797 | 9506.995 | 9035.3957 | 8540.3299 | 9138.7368 | 8662.3098 | 11446.0626 | 16362.5168 | 15509.4946 | 20790.6729 | 19759.3409 | 24120.5929 | 22863.1213
NEM | Hydro | 0 | 0 | 0 | 0 | 0 | 0 | 0 | 0 | 0 | 0 | 0 | 0 | 0 | 0 | 0 | 0 | 0 | 0 | 0 | 0 | 0 | 0 | 0 | 0 | 0 | 0 | 0
NEM | Hydrogen Turbine | 0 | 0 | 0 | 0 | 0 | 0 | 0 | 0 | 0 | 0 | 0 | 0 | 0 | 0 | 0 | 0 | 0 | 0 | 0 | 0 | 0 | 0 | 0 | 0 | 0 | 0 | 0
NEM | Wind | 0 | 117002.7122 | 111990.9402 | 149418.573 | 228042.8617 | 300818.0858 | 317622.6519 | 357710.9501 | 353084.9126 | 370805.7467 | 398299.9155 | 381007.3951 | 383912.8846 | 371755.659 | 397887.5572 | 380539.6184 | 368382.4083 | 356398.0889 | 342084.5956 | 358740.652 | 360621.0774 | 342488.9333 | 345605.2981 | 422502.4566 | 443879.9887 | 424688.2891 | 417279.5554
NEM | Solar PV | 0 | 0.051356 | 12585.9546 | 11929.8229 | 11338.0629 | 21163.6813 | 30493.5039 | 54404.8061 | 57201.4198 | 82426.3647 | 98651.2316 | 111185.6337 | 105670.2144 | 100086.8357 | 131850.7365 | 138290.0522 | 212207.0251 | 244666.2972 | 262015.9153 | 304850.2592 | 315984.0051 | 299667.6975 | 290537.0127 | 300746.4467 | 294118.0378 | 295727.3184 | 304781.9355
NEM | Grid Battery | 0 | 0.048786 | 9107.2248 | 8632.4813 | 20308.1732 | 42249.4253 | 41344.5269 | 45728.5614 | 44765.5373 | 77921.3045 | 84453.2549 | 80050.4789 | 82251.3324 | 77744.6322 | 77959.6956 | 73895.4478 | 101636.7237 | 111737.3941 | 127657.3339 | 150756.7763 | 150706.0107 | 149899.6553 | 142085.017 | 139086.4955 | 132187.0421 | 150978.027 | 143223.9604
NEM | Pumped Hydro | 0 | 0 | 6082.1666 | 5765.0956 | 5479.1172 | 7738.7833 | 7335.3444 | 6958.2208 | 9631.494 | 11621.8585 | 12350.5084 | 11706.6437 | 12876.086 | 12170.5819 | 23703.4683 | 22467.7427 | 25143.004 | 25111.2167 | 26354.8672 | 25685.2184 | 24411.0906 | 24996.551 | 23693.4176 | 25658.979 | 24386.1524 | 23049.9914 | 21848.3335
NEM | VPP | 0 | 0 | 0 | 0 | 0 | 0 | 0 | 0 | 0 | 0 | 0 | 0 | 0 | 0 | 0 | 0 | 0 | 0 | 0 | 0 | 0 | 0 | 0 | 0 | 0 | 0 | 0
Total excluding storage |  | 0 | 117002.8205 | 139766.294 | 175745.9804 | 265168.2221 | 372229.6952 | 397042.2068 | 465035.8843 | 464905.1344 | 542984.8942 | 593953.6023 | 584138.4856 | 589389.9937 | 566180.788 | 641431.3373 | 624699.856 | 716404.5567 | 746453.3267 | 767251.4488 | 848695.2157 | 863168.2464 | 833415.354 | 817430.24 | 908785.0507 | 914330.5619 | 918564.2188 | 909996.9061
Region | Technology | 2023-24 | 2024-25 | 2025-26 | 2026-27 | 2027-28 | 2028-29 | 2029-30 | 2030-31 | 2031-32 | 2032-33 | 2033-34 | 2034-35 | 2035-36 | 2036-37 | 2037-38 | 2038-39 | 2039-40 | 2040-41 | 2041-42 | 2042-43 | 2043-44 | 2044-45 | 2045-46 | 2046-47 | 2047-48 | 2048-49 | 2049-50
NSW1 | Black Coal | 0 | 0 | 0 | 0 | 0 | 0 | 0 | 0 | 0 | 0 | 0 | 0 | 0 | 0 | 0 | 0 | 0 | 0 | 0 | 0 | 0 | 0 | 0 | 0 | 0 | 0 | 0
NSW1 | Brown Coal | 0 | 0 | 0 | 0 | 0 | 0 | 0 | 0 | 0 | 0 | 0 | 0 | 0 | 0 | 0 | 0 | 0 | 0 | 0 | 0 | 0 | 0 | 0 | 0 | 0 | 0 | 0
NSW1 | CCGT | 0 | 0 | 0 | 0 | 0 | 0 | 0 | 0 | 0 | 0 | 0 | 0 | 0 | 0 | 0 | 0 | 0 | 0 | 0 | 0 | 0 | 0 | 0 | 0 | 0 | 0 | 0
NSW1 | Gas - Steam | 0 | 0 | 0 | 0 | 0 | 0 | 0 | 0 | 0 | 0 | 0 | 0 | 0 | 0 | 0 | 0 | 0 | 0 | 0 | 0 | 0 | 0 | 0 | 0 | 0 | 0 | 0
NSW1 | OCGT / Diesel | 0 | 0.0035081 | 0.0033252 | 0.0031519 | 0.0029963 | 0.0028354 | 0.0026915 | 0.0025549 | 0.0024302 | 0.0022997 | 0.0021852 | 0.0020778 | 0.0019758 | 0.0018728 | 2463.8839 | 2335.435 | 2219.5845 | 2097.9694 | 1988.5966 | 1884.9257 | 1791.423 | 1693.2677 | 1604.9931 | 3791.585 | 3603.5015 | 3406.059 | 3228.492
NSW1 | Hydro | 0 | 0 | 0 | 0 | 0 | 0 | 0 | 0 | 0 | 0 | 0 | 0 | 0 | 0 | 0 | 0 | 0 | 0 | 0 | 0 | 0 | 0 | 0 | 0 | 0 | 0 | 0
NSW1 | Hydrogen Turbine | 0 | 0 | 0 | 0 | 0 | 0 | 0 | 0 | 0 | 0 | 0 | 0 | 0 | 0 | 0 | 0 | 0 | 0 | 0 | 0 | 0 | 0 | 0 | 0 | 0 | 0 | 0
NSW1 | Wind | 0 | 53907.3403 | 52184.9004 | 67164.7164 | 124484.6564 | 129492.772 | 126741.5872 | 130409.4234 | 123940.3973 | 125922.8701 | 129468.001 | 124739.7319 | 138674.9537 | 137805.0445 | 135488.3877 | 128425.0148 | 125652.4922 | 124380.3998 | 117896.1139 | 128447.5257 | 136431.3531 | 128956.0297 | 122416.635 | 121813.3846 | 127106.28 | 120141.8983 | 114520.567
NSW1 | Solar PV | 0 | 0.020872 | 12585.9181 | 11929.781 | 11338.0228 | 18901.398 | 27960.0397 | 44473.5596 | 42267.426 | 39967.5646 | 44405.6746 | 42090.6896 | 40002.7594 | 37967.8124 | 51350.1813 | 53864.1554 | 68877.0377 | 73214.7275 | 79391.2084 | 79559.0094 | 78209.9835 | 73924.7154 | 70070.8204 | 76666.7182 | 78539.0524 | 77743.0186 | 85105.5783
NSW1 | Grid Battery | 0 | 0.03085 | 9107.2052 | 8632.4247 | 20308.1157 | 26496.956 | 26413.2748 | 25036.2875 | 23794.3504 | 26237.5831 | 24869.7475 | 23573.2205 | 22403.8626 | 21176.3143 | 20072.3363 | 19025.9115 | 32102.6357 | 30343.6787 | 32023.7937 | 31917.1126 | 30333.8541 | 31418.8137 | 29780.9015 | 32637.0962 | 31018.1171 | 39474.7246 | 37461.2669
NSW1 | Pumped Hydro | 0 | 0 | 6082.1498 | 5765.071 | 5479.0921 | 5178.8832 | 4908.8942 | 4652.9804 | 4422.167 | 4179.8685 | 3961.9607 | 3755.4131 | 3569.124 | 3373.5653 | 3197.6983 | 3030.9937 | 2880.6398 | 2722.8043 | 2580.8573 | 2446.3104 | 2324.96 | 2197.5725 | 2083.0072 | 1974.4226 | 1876.4804 | 1773.6646 | 1681.1987
NSW1 | VPP | 0 | 0 | 0 | 0 | 0 | 0 | 0 | 0 | 0 | 0 | 0 | 0 | 0 | 0 | 0 | 0 | 0 | 0 | 0 | 0 | 0 | 0 | 0 | 0 | 0 | 0 | 0
Total excluding storage |  | 0 | 53907.3956 | 79960.1769 | 93491.9963 | 161609.89 | 180070.0121 | 186023.7986 | 204572.2534 | 194424.3431 | 196307.8885 | 202705.386 | 194159.0572 | 204650.7017 | 200322.7384 | 212572.4875 | 206681.5103 | 231732.3899 | 232759.5799 | 233880.57 | 244254.8838 | 249091.5737 | 238190.399 | 225956.3571 | 236883.2065 | 242143.4313 | 242539.3651 | 241997.103
Region | Technology | 2023-24 | 2024-25 | 2025-26 | 2026-27 | 2027-28 | 2028-29 | 2029-30 | 2030-31 | 2031-32 | 2032-33 | 2033-34 | 2034-35 | 2035-36 | 2036-37 | 2037-38 | 2038-39 | 2039-40 | 2040-41 | 2041-42 | 2042-43 | 2043-44 | 2044-45 | 2045-46 | 2046-47 | 2047-48 | 2048-49 | 2049-50
QLD1 | Black Coal | 0 | 0 | 0 | 0 | 0 | 0 | 0 | 0 | 0 | 0 | 0 | 0 | 0 | 0 | 0 | 0 | 0 | 0 | 0 | 0 | 0 | 0 | 0 | 0 | 0 | 0 | 0
QLD1 | Brown Coal | 0 | 0 | 0 | 0 | 0 | 0 | 0 | 0 | 0 | 0 | 0 | 0 | 0 | 0 | 0 | 0 | 0 | 0 | 0 | 0 | 0 | 0 | 0 | 0 | 0 | 0 | 0
QLD1 | CCGT | 0 | 0 | 0 | 0 | 0 | 0 | 0 | 0 | 0 | 0 | 0 | 0 | 0 | 0 | 0 | 0 | 0 | 0 | 0 | 0 | 0 | 0 | 0 | 0 | 0 | 0 | 0
QLD1 | Gas - Steam | 0 | 0 | 0 | 0 | 0 | 0 | 0 | 0 | 0 | 0 | 0 | 0 | 0 | 0 | 0 | 0 | 0 | 0 | 0 | 0 | 0 | 0 | 0 | 0 | 0 | 0 | 0
QLD1 | OCGT / Diesel | 0 | 0.0009499 | 0.00090038 | 0.00091312 | 0.0008742 | 259.7135 | 246.1739 | 233.3402 | 221.7653 | 209.6143 | 198.6866 | 188.3285 | 178.9864 | 169.1794 | 3533.865 | 3349.6351 | 3183.4748 | 3009.0463 | 2852.1766 | 2703.485 | 2569.3772 | 2428.5963 | 2301.987 | 6001.4438 | 5703.7391 | 10835.1232 | 10270.259
QLD1 | Hydro | 0 | 0 | 0 | 0 | 0 | 0 | 0 | 0 | 0 | 0 | 0 | 0 | 0 | 0 | 0 | 0 | 0 | 0 | 0 | 0 | 0 | 0 | 0 | 0 | 0 | 0 | 0
QLD1 | Hydrogen Turbine | 0 | 0 | 0 | 0 | 0 | 0 | 0 | 0 | 0 | 0 | 0 | 0 | 0 | 0 | 0 | 0 | 0 | 0 | 0 | 0 | 0 | 0 | 0 | 0 | 0 | 0 | 0
QLD1 | Wind | 0 | 23564.1124 | 22335.6517 | 30789.903 | 50012.9792 | 100308.74 | 95079.3749 | 117826.6834 | 112157.4731 | 125074.913 | 130213.5612 | 123453.3515 | 117329.3848 | 110900.6942 | 128533.8525 | 121833.0356 | 115789.4457 | 111591.8493 | 110040.766 | 111650.4594 | 111054.9842 | 104970.0784 | 99497.7051 | 122795.941 | 120518.3049 | 114706.243 | 111491.3646
QLD1 | Solar PV | 0 | 0.0084427 | 0.01178 | 0.011699 | 0.011272 | 2262.2553 | 2533.4371 | 9931.1954 | 14933.945 | 20331.354 | 33271.6744 | 38351.1364 | 36448.7086 | 34451.6174 | 49792.5877 | 49600.6871 | 93975.0771 | 105222.0619 | 100875.8313 | 139677.4559 | 132763.0198 | 125488.691 | 122394.1315 | 130190.1295 | 126346.828 | 131129.3613 | 135874.7808
QLD1 | Grid Battery | 0 | 0.0040576 | 0.0045377 | 0.0067993 | 0.0083723 | 15752.4229 | 14931.2066 | 17491.6534 | 17929.3304 | 24050.7177 | 33391.0865 | 31650.3191 | 30080.2889 | 28432.1349 | 26949.891 | 25544.9206 | 39040.5438 | 37081.387 | 44006.6005 | 69904.1756 | 66436.5445 | 62796.3647 | 59522.6206 | 56419.5458 | 53620.8254 | 66560.4469 | 63090.471
QLD1 | Pumped Hydro | 0 | 0 | 0.003825 | 0.0056363 | 0.0055674 | 2559.8808 | 2426.4273 | 2299.9311 | 2185.8419 | 2066.0756 | 3292.8938 | 3121.2265 | 2966.3965 | 2803.8623 | 14605.7228 | 13844.287 | 16947.3189 | 16018.7443 | 15183.6439 | 14392.0796 | 13678.1531 | 12928.7021 | 12254.6939 | 14816.5787 | 14081.5947 | 13310.0384 | 12616.1502
QLD1 | VPP | 0 | 0 | 0 | 0 | 0 | 0 | 0 | 0 | 0 | 0 | 0 | 0 | 0 | 0 | 0 | 0 | 0 | 0 | 0 | 0 | 0 | 0 | 0 | 0 | 0 | 0 | 0
Total excluding storage |  | 0 | 23564.1259 | 22335.6727 | 30789.928 | 50013.0053 | 121143.0124 | 115216.6197 | 147782.8035 | 147428.3557 | 171732.6746 | 200367.9025 | 196764.362 | 187003.7653 | 176757.4882 | 223415.9191 | 214172.5654 | 268935.8602 | 272923.0888 | 272959.0184 | 338327.6555 | 326502.0788 | 308612.4326 | 295971.1382 | 330223.6387 | 320271.292 | 336541.2129 | 333343.0256
Region | Technology | 2023-24 | 2024-25 | 2025-26 | 2026-27 | 2027-28 | 2028-29 | 2029-30 | 2030-31 | 2031-32 | 2032-33 | 2033-34 | 2034-35 | 2035-36 | 2036-37 | 2037-38 | 2038-39 | 2039-40 | 2040-41 | 2041-42 | 2042-43 | 2043-44 | 2044-45 | 2045-46 | 2046-47 | 2047-48 | 2048-49 | 2049-50
VIC1 | Black Coal | 0 | 0 | 0 | 0 | 0 | 0 | 0 | 0 | 0 | 0 | 0 | 0 | 0 | 0 | 0 | 0 | 0 | 0 | 0 | 0 | 0 | 0 | 0 | 0 | 0 | 0 | 0
VIC1 | Brown Coal | 0 | 0 | 0 | 0 | 0 | 0 | 0 | 0 | 0 | 0 | 0 | 0 | 0 | 0 | 0 | 0 | 0 | 0 | 0 | 0 | 0 | 0 | 0 | 0 | 0 | 0 | 0
VIC1 | CCGT | 0 | 0 | 0 | 0 | 0 | 0 | 0 | 0 | 0 | 0 | 0 | 0 | 0 | 0 | 0 | 0 | 0 | 0 | 0 | 0 | 0 | 0 | 0 | 0 | 0 | 0 | 0
VIC1 | Gas - Steam | 0 | 0 | 0 | 0 | 0 | 0 | 0 | 0 | 0 | 0 | 0 | 0 | 0 | 0 | 0 | 0 | 0 | 0 | 0 | 0 | 0 | 0 | 0 | 0 | 0 | 0 | 0
VIC1 | OCGT / Diesel | 0 | 0.001858 | 0.0017612 | 0.0016718 | 0.0015913 | 0.0015105 | 0.0014353 | 0.0013656 | 0.0012995 | 0.0013105 | 0.0012451 | 0.0016901 | 4500.4834 | 4253.8937 | 4032.1267 | 3821.921 | 3632.3328 | 3433.3106 | 4297.9599 | 4073.8956 | 7085.2514 | 12240.6273 | 11602.4903 | 10997.6211 | 10452.0785 | 9879.39 | 9364.3507
VIC1 | Hydro | 0 | 0 | 0 | 0 | 0 | 0 | 0 | 0 | 0 | 0 | 0 | 0 | 0 | 0 | 0 | 0 | 0 | 0 | 0 | 0 | 0 | 0 | 0 | 0 | 0 | 0 | 0
VIC1 | Hydrogen Turbine | 0 | 0 | 0 | 0 | 0 | 0 | 0 | 0 | 0 | 0 | 0 | 0 | 0 | 0 | 0 | 0 | 0 | 0 | 0 | 0 | 0 | 0 | 0 | 0 | 0 | 0 | 0
VIC1 | Wind | 0 | 18927.34 | 17940.6067 | 25758.4111 | 24480.6552 | 25673.8265 | 43382.5631 | 57446.85 | 54597.17 | 57740.4778 | 78907.9591 | 76216.781 | 72436.0086 | 70411.519 | 73088.7636 | 70451.232 | 67649.1111 | 64220.1198 | 60872.1516 | 63374.8813 | 60231.1477 | 56930.9737 | 74091.9809 | 119104.1942 | 136623.7722 | 130469.8213 | 132941.9005
VIC1 | Solar PV | 0 | 0.0073016 | 0.0072123 | 0.013236 | 0.012641 | 0.012011 | 0.011588 | 0.022822 | 0.021702 | 14750.2183 | 13981.2496 | 18225.2126 | 17321.142 | 16421.6929 | 16385.4195 | 20292.9834 | 32493.2386 | 33215.8978 | 45158.9574 | 46394.613 | 49017.7919 | 46414.3328 | 47038.9248 | 45376.44 | 43125.5185 | 41429.9807 | 40633.2361
VIC1 | Grid Battery | 0 | 0.0062395 | 0.0059669 | 0.034486 | 0.0329 | 0.031102 | 0.029571 | 3200.3078 | 3041.5551 | 18738.3244 | 17761.4451 | 16835.493 | 17055.1991 | 16120.7136 | 19543.6218 | 18524.7603 | 20229.4194 | 25650.4499 | 26666.9109 | 25276.6929 | 24022.8297 | 25825.44 | 24479.0901 | 23202.9295 | 22051.9367 | 20843.672 | 19829.3892
VIC1 | Pumped Hydro | 0 | 0 | 0.0034954 | 0.0079957 | 0.0076386 | 0.007257 | 0.0074055 | 0.012859 | 0.012233 | 0.013165 | 0.012553 | 0.011993 | 0.11655 | 0.11022 | 219.436 | 207.9962 | 197.6786 | 1532.6909 | 3695.5994 | 4207.239 | 3998.5368 | 5105.9719 | 4839.7881 | 4587.4769 | 4359.9127 | 4121.0257 | 3906.1855
VIC1 | VPP | 0 | 0 | 0 | 0 | 0 | 0 | 0 | 0 | 0 | 0 | 0 | 0 | 0 | 0 | 0 | 0 | 0 | 0 | 0 | 0 | 0 | 0 | 0 | 0 | 0 | 0 | 0
Total excluding storage |  | 0 | 18927.3554 | 17940.6251 | 25758.4685 | 24480.71 | 25673.8784 | 43382.6131 | 60647.1949 | 57638.7603 | 91229.035 | 110650.6675 | 111277.5002 | 111312.9497 | 107207.9294 | 113269.3675 | 113298.8929 | 124201.7804 | 128052.469 | 140691.5791 | 143327.3217 | 144355.5576 | 146517.3457 | 162052.2742 | 203268.6617 | 216613.2187 | 206743.8897 | 206675.062
Region | Technology | 2023-24 | 2024-25 | 2025-26 | 2026-27 | 2027-28 | 2028-29 | 2029-30 | 2030-31 | 2031-32 | 2032-33 | 2033-34 | 2034-35 | 2035-36 | 2036-37 | 2037-38 | 2038-39 | 2039-40 | 2040-41 | 2041-42 | 2042-43 | 2043-44 | 2044-45 | 2045-46 | 2046-47 | 2047-48 | 2048-49 | 2049-50
SA1 | Black Coal | 0 | 0 | 0 | 0 | 0 | 0 | 0 | 0 | 0 | 0 | 0 | 0 | 0 | 0 | 0 | 0 | 0 | 0 | 0 | 0 | 0 | 0 | 0 | 0 | 0 | 0 | 0
SA1 | Brown Coal | 0 | 0 | 0 | 0 | 0 | 0 | 0 | 0 | 0 | 0 | 0 | 0 | 0 | 0 | 0 | 0 | 0 | 0 | 0 | 0 | 0 | 0 | 0 | 0 | 0 | 0 | 0
SA1 | CCGT | 0 | 0 | 0 | 0 | 0 | 0 | 0 | 0 | 0 | 0 | 0 | 0 | 0 | 0 | 0 | 0 | 0 | 0 | 0 | 0 | 0 | 0 | 0 | 0 | 0 | 0 | 0
SA1 | Gas - Steam | 0 | 0 | 0 | 0 | 0 | 0 | 0 | 0 | 0 | 0 | 0 | 0 | 0 | 0 | 0 | 0 | 0 | 0 | 0 | 0 | 0 | 0 | 0 | 0 | 0 | 0 | 0
SA1 | OCGT / Diesel | 0 | 0.00096288 | 0.00091269 | 0.0010202 | 0.00097294 | 0.00092474 | 0.00088233 | 0.00097852 | 0.00093598 | 0.0010132 | 0.00096663 | 0.0010677 | 0.0028279 | 0.0026757 | 0.0025425 | 0.0024118 | 0.0023006 | 0.0021768 | 0.0020653 | 0.0019607 | 0.0095158 | 0.021958 | 0.020815 | 0.019731 | 0.018755 | 0.01773 | 0.016809
SA1 | Hydro | 0 | 0 | 0 | 0 | 0 | 0 | 0 | 0 | 0 | 0 | 0 | 0 | 0 | 0 | 0 | 0 | 0 | 0 | 0 | 0 | 0 | 0 | 0 | 0 | 0 | 0 | 0
SA1 | Hydrogen Turbine | 0 | 0 | 0 | 0 | 0 | 0 | 0 | 0 | 0 | 0 | 0 | 0 | 0 | 0 | 0 | 0 | 0 | 0 | 0 | 0 | 0 | 0 | 0 | 0 | 0 | 0 | 0
SA1 | Wind | 0 | 9100.9031 | 8626.4484 | 15061.9741 | 14317.6659 | 27531.2704 | 28167.5856 | 28898.3736 | 27464.8552 | 25960.0067 | 25485.2953 | 24156.6782 | 24640.93 | 23496.1135 | 33153.5311 | 33647.3761 | 34407.2184 | 32685.0268 | 30981.0681 | 34135.5613 | 32819.6425 | 32648.3372 | 30946.297 | 40629.4692 | 42372.9734 | 43057.3016 | 42863.1405
SA1 | Solar PV | 0 | 0.011665 | 0.014573 | 0.013979 | 0.01334 | 0.013159 | 0.012844 | 0.024875 | 0.023662 | 7377.2223 | 6992.6277 | 12518.544 | 11897.5552 | 11245.6665 | 14240.8499 | 14454.7868 | 16788.0732 | 32944.0441 | 36523.9743 | 39156.6742 | 54643.0146 | 51649.0239 | 48956.4208 | 46544.7086 | 44235.8345 | 43656.6581 | 41492.2268
SA1 | Grid Battery | 0 | 0.0043929 | 0.0053675 | 0.011094 | 0.011155 | 0.010549 | 0.010187 | 0.30266 | 0.28884 | 8894.665 | 8430.9622 | 7991.4334 | 12711.9687 | 12015.4568 | 11393.8344 | 10799.8432 | 10264.1119 | 18661.8662 | 24960.0162 | 23658.7833 | 29912.7692 | 29859.0208 | 28302.3894 | 26826.9095 | 25496.1471 | 24099.1667 | 22842.8168
SA1 | Pumped Hydro | 0 | 0 | 0.002949 | 0.0040582 | 0.0039239 | 0.0037447 | 0.0036364 | 0.0046232 | 0.0044079 | 0.0043176 | 0.0041751 | 0.0040312 | 0.0046279 | 0.0044107 | 0.0047314 | 0.0045047 | 0.0043415 | 0.0045096 | 0.0048083 | 0.0047695 | 0.0046491 | 0.0052506 | 0.0049935 | 0.0047444 | 0.0045206 | 0.0042893 | 0.0044151
SA1 | VPP | 0 | 0 | 0 | 0 | 0 | 0 | 0 | 0 | 0 | 0 | 0 | 0 | 0 | 0 | 0 | 0 | 0 | 0 | 0 | 0 | 0 | 0 | 0 | 0 | 0 | 0 | 0
Total excluding storage |  | 0 | 9100.9201 | 8626.4722 | 15062.0042 | 14317.6953 | 27531.2988 | 28167.6132 | 28898.7067 | 27465.1731 | 42231.8994 | 40908.8904 | 44666.6608 | 49250.4614 | 46757.244 | 58788.2227 | 58902.013 | 61459.4103 | 84290.9437 | 92465.0655 | 96951.0255 | 117375.4405 | 114156.4091 | 108205.1331 | 114001.1118 | 112104.9783 | 110813.1484 | 107198.2052
Region | Technology | 2023-24 | 2024-25 | 2025-26 | 2026-27 | 2027-28 | 2028-29 | 2029-30 | 2030-31 | 2031-32 | 2032-33 | 2033-34 | 2034-35 | 2035-36 | 2036-37 | 2037-38 | 2038-39 | 2039-40 | 2040-41 | 2041-42 | 2042-43 | 2043-44 | 2044-45 | 2045-46 | 2046-47 | 2047-48 | 2048-49 | 2049-50
TAS1 | Black Coal | 0 | 0 | 0 | 0 | 0 | 0 | 0 | 0 | 0 | 0 | 0 | 0 | 0 | 0 | 0 | 0 | 0 | 0 | 0 | 0 | 0 | 0 | 0 | 0 | 0 | 0 | 0
TAS1 | Brown Coal | 0 | 0 | 0 | 0 | 0 | 0 | 0 | 0 | 0 | 0 | 0 | 0 | 0 | 0 | 0 | 0 | 0 | 0 | 0 | 0 | 0 | 0 | 0 | 0 | 0 | 0 | 0
TAS1 | CCGT | 0 | 0 | 0 | 0 | 0 | 0 | 0 | 0 | 0 | 0 | 0 | 0 | 0 | 0 | 0 | 0 | 0 | 0 | 0 | 0 | 0 | 0 | 0 | 0 | 0 | 0 | 0
TAS1 | Gas - Steam | 0 | 0 | 0 | 0 | 0 | 0 | 0 | 0 | 0 | 0 | 0 | 0 | 0 | 0 | 0 | 0 | 0 | 0 | 0 | 0 | 0 | 0 | 0 | 0 | 0 | 0 | 0
TAS1 | OCGT / Diesel | 0 | 0.00087918 | 0.00083335 | 0.00079356 | 0.00077636 | 0.00077364 | 0.00078507 | 0.00089195 | 0.00085452 | 0.0009609 | 0.00091575 | 0.00089959 | 0.0017119 | 0.0016209 | 0.001539 | 0.0014616 | 0.0013928 | 0.001319 | 0.00162 | 0.0015395 | 0.0014689 | 0.0035816 | 0.0033975 | 0.0032236 | 0.0030671 | 0.0029029 | 0.0027548
TAS1 | Hydro | 0 | 0 | 0 | 0 | 0 | 0 | 0 | 0 | 0 | 0 | 0 | 0 | 0 | 0 | 0 | 0 | 0 | 0 | 0 | 0 | 0 | 0 | 0 | 0 | 0 | 0 | 0
TAS1 | Hydrogen Turbine | 0 | 0 | 0 | 0 | 0 | 0 | 0 | 0 | 0 | 0 | 0 | 0 | 0 | 0 | 0 | 0 | 0 | 0 | 0 | 0 | 0 | 0 | 0 | 0 | 0 | 0 | 0
TAS1 | Wind | 0 | 11503.0163 | 10903.3331 | 10643.5685 | 14746.905 | 17811.4769 | 24251.5411 | 23129.6197 | 34925.017 | 36107.4791 | 34225.099 | 32440.8524 | 30831.6075 | 29142.2877 | 27623.0223 | 26182.9599 | 24884.1408 | 23520.6932 | 22294.496 | 21132.2244 | 20083.9499 | 18983.5143 | 18652.6801 | 18159.4676 | 17258.6583 | 16313.0248 | 15462.5828
TAS1 | Solar PV | 0 | 0.0030753 | 0.0029224 | 0.0029835 | 0.0028533 | 0.0027275 | 0.0026897 | 0.0034057 | 0.0033369 | 0.0054818 | 0.0052064 | 0.051125 | 0.049183 | 0.046513 | 81.6982 | 77.4396 | 73.5984 | 69.5658 | 65.9439 | 62.5067 | 1350.1953 | 2190.9345 | 2076.7152 | 1968.4504 | 1870.8044 | 1768.2997 | 1676.1134
TAS1 | Grid Battery | 0 | 0.0032454 | 0.0037884 | 0.0042103 | 0.0050174 | 0.0047546 | 0.0057146 | 0.0099877 | 0.012427 | 0.014188 | 0.013516 | 0.012855 | 0.012974 | 0.012461 | 0.012109 | 0.012228 | 0.012878 | 0.012275 | 0.012545 | 0.011978 | 0.013176 | 0.01613 | 0.015346 | 0.014611 | 0.015848 | 0.016877 | 0.016564
TAS1 | Pumped Hydro | 0 | 0 | 0.0065517 | 0.0069144 | 0.0079217 | 0.0083256 | 0.011911 | 5.2918 | 3023.4685 | 5375.8969 | 5095.6372 | 4829.9881 | 6340.4443 | 5993.0398 | 5680.6065 | 5384.4612 | 5117.3623 | 4836.9727 | 4894.7618 | 4639.5847 | 4409.436 | 4764.2992 | 4515.9234 | 4280.4961 | 4068.16 | 3845.2583 | 3644.7947
TAS1 | VPP | 0 | 0 | 0 | 0 | 0 | 0 | 0 | 0 | 0 | 0 | 0 | 0 | 0 | 0 | 0 | 0 | 0 | 0 | 0 | 0 | 0 | 0 | 0 | 0 | 0 | 0 | 0
Total excluding storage |  | 0 | 11503.0235 | 10903.3472 | 10643.5834 | 14746.9215 | 17811.4935 | 24251.5622 | 23134.9258 | 37948.5021 | 41483.3967 | 39320.7558 | 37270.9055 | 37172.1156 | 35135.3881 | 33385.3406 | 31644.8744 | 30075.1158 | 28427.2453 | 27255.2159 | 25834.3293 | 25843.5959 | 25938.7677 | 25245.3374 | 24408.432 | 23197.6417 | 21926.6026 | 20783.5102

## BaseCase_Fuel Cost
Fuel cost by technology ($000s) - BaseCase, Step Change Scenario
Fuel | Real June 2021 dollars discounted to 1 July 2021
Explicitly modelled generation
Region | Technology | 2023-24 | 2024-25 | 2025-26 | 2026-27 | 2027-28 | 2028-29 | 2029-30 | 2030-31 | 2031-32 | 2032-33 | 2033-34 | 2034-35 | 2035-36 | 2036-37 | 2037-38 | 2038-39 | 2039-40 | 2040-41 | 2041-42 | 2042-43 | 2043-44 | 2044-45 | 2045-46 | 2046-47 | 2047-48 | 2048-49 | 2049-50
NEM | Black Coal | 1659280.56 | 1331397.7 | 1205145.298 | 1035461.762 | 780838.414 | 678066.79 | 573607.43 | 373594.158 | 342339.439 | 290076.24 | 170057.818 | 160012.394 | 131083.795 | 118248.22 | 117306.127 | 106015.1745 | 18059.856 | 6663.406 | 6287.8725 | 0 | 0 | 0 | 0 | 0 | 0 | 0 | 0
NEM | Brown Coal | 215882.073 | 178467.878 | 156379.214 | 113472.968 | 109710.134 | 87613.355 | 52884.879 | 32822.988 | 24766.903 | 0 | 0 | 0 | 0 | 0 | 0 | 0 | 0 | 0 | 0 | 0 | 0 | 0 | 0 | 0 | 0 | 0 | 0
NEM | CCGT | 148508.6189 | 113261.8364 | 192012.5384 | 217554.4734 | 216970.0681 | 234358.963 | 254671.5945 | 279474.2575 | 242103.7128 | 226107.2207 | 285529.9865 | 308262.731 | 220775.517 | 195098.433 | 137803.807 | 138604.0197 | 119352.7073 | 98334.1227 | 76754.4476 | 84037.4553 | 60329.9005 | 45265.6497 | 25882.1384 | 19838.662 | 18402.132 | 17075.348 | 16597.428
NEM | Gas - Steam | 11398.7254 | 10589.6301 | 32062.0305 | 14156.257 | 9331.492 | 19632.172 | 14584.028 | 75928.352 | 27940.446 | 69581.704 | 43845.612 | 52461.412 | 46105.832 | 52331.224 | 54769.36 | 54451.8 | 0 | 0 | 0 | 0 | 0 | 0 | 0 | 0 | 0 | 0 | 0
NEM | OCGT / Diesel | 17491.3487 | 13729.9145 | 30315.3495 | 36045.9142 | 25873.4525 | 33353.173 | 24040.3405 | 101258.2556 | 57298.8619 | 112264.0982 | 145716.6026 | 272115.617 | 164876.5523 | 215776.6067 | 212860.1319 | 192846.8717 | 386265.5589 | 308895.4494 | 173893.2004 | 192023.3528 | 354549.4025 | 220956.7756 | 257442.8634 | 306250.5943 | 189467.884 | 287694.7107 | 242938.8945
NEM | Hydro | 0 | 0 | 0 | 0 | 0 | 0 | 0 | 0 | 0 | 0 | 0 | 0 | 0 | 0 | 0 | 0 | 0 | 0 | 0 | 0 | 0 | 0 | 0 | 0 | 0 | 0 | 0
NEM | Hydrogen Turbine | 0 | 0 | 0 | 0 | 0 | 0 | 0 | 0 | 0 | 0 | 0 | 0 | 0 | 0 | 0 | 0 | 0 | 0 | 0 | 0 | 0 | 0 | 0 | 0 | 0 | 0 | 0
NEM | Wind | 0 | 0 | 0 | 0 | 0 | 0 | 0 | 0 | 0 | 0 | 0 | 0 | 0 | 0 | 0 | 0 | 0 | 0 | 0 | 0 | 0 | 0 | 0 | 0 | 0 | 0 | 0
NEM | Solar PV | 0 | 0 | 0 | 0 | 0 | 0 | 0 | 0 | 0 | 0 | 0 | 0 | 0 | 0 | 0 | 0 | 0 | 0 | 0 | 0 | 0 | 0 | 0 | 0 | 0 | 0 | 0
NEM | Grid Battery | 0 | 0 | 0 | 0 | 0 | 0 | 0 | 0 | 0 | 0 | 0 | 0 | 0 | 0 | 0 | 0 | 0 | 0 | 0 | 0 | 0 | 0 | 0 | 0 | 0 | 0 | 0
NEM | Pumped Hydro | 0 | 0 | 0 | 0 | 0 | 0 | 0 | 0 | 0 | 0 | 0 | 0 | 0 | 0 | 0 | 0 | 0 | 0 | 0 | 0 | 0 | 0 | 0 | 0 | 0 | 0 | 0
NEM | VPP | 0 | 0 | 0 | 0 | 0 | 0 | 0 | 0 | 0 | 0 | 0 | 0 | 0 | 0 | 0 | 0 | 0 | 0 | 0 | 0 | 0 | 0 | 0 | 0 | 0 | 0 | 0
Total excluding storage |  | 2052561.326 | 1647446.959 | 1615914.4304 | 1416691.3746 | 1142723.5606 | 1053024.453 | 919788.272 | 863078.0111 | 694449.3627 | 698029.2629 | 645150.0191 | 792852.154 | 562841.6963 | 581454.4837 | 522739.4259 | 491917.8659 | 523678.1222 | 413892.9781 | 256935.5205 | 276060.8081 | 414879.303 | 266222.4253 | 283325.0018 | 326089.2563 | 207870.016 | 304770.0587 | 259536.3225
Region | Technology | 2023-24 | 2024-25 | 2025-26 | 2026-27 | 2027-28 | 2028-29 | 2029-30 | 2030-31 | 2031-32 | 2032-33 | 2033-34 | 2034-35 | 2035-36 | 2036-37 | 2037-38 | 2038-39 | 2039-40 | 2040-41 | 2041-42 | 2042-43 | 2043-44 | 2044-45 | 2045-46 | 2046-47 | 2047-48
NSW1 | Black Coal | 910345.352 | 689862.84 | 556021.44 | 483704.892 | 338326.524 | 334616.976 | 264812.596 | 200981.36 | 188362.936 | 181477.868 | 97840.42 | 94303.744 | 77259.404 | 63866.008 | 66030.87 | 61387.536 | 0 | 0 | 0 | 0 | 0 | 0 | 0 | 0 | 0 | 0 | 0
NSW1 | Brown Coal | 0 | 0 | 0 | 0 | 0 | 0 | 0 | 0 | 0 | 0 | 0 | 0 | 0 | 0 | 0 | 0 | 0 | 0 | 0 | 0 | 0 | 0 | 0 | 0 | 0 | 0 | 0
NSW1 | CCGT | 875.6035 | 385.3814 | 17828.362 | 36914.04 | 42144.028 | 34316.368 | 54445.856 | 50266.704 | 43340.216 | 34981.128 | 56946.48 | 63815.204 | 38896.748 | 38885.636 | 39929.864 | 43311.508 | 40176.544 | 31063.928 | 24265.908 | 27858.528 | 0 | 0 | 0 | 0 | 0 | 0 | 0
NSW1 | Gas - Steam | 0 | 0 | 0 | 0 | 0 | 0 | 0 | 0 | 0 | 0 | 0 | 0 | 0 | 0 | 0 | 0 | 0 | 0 | 0 | 0 | 0 | 0 | 0 | 0 | 0 | 0 | 0
NSW1 | OCGT / Diesel | 927.3954 | 551.8723 | 3599.9376 | 3155.6245 | 2548.6396 | 488.0436 | 140.0384 | 11000.5342 | 2094.5998 | 10934.7031 | 22929.1687 | 73338.8436 | 28639.6224 | 60229.4684 | 29554.2291 | 46884.6635 | 106704.2696 | 114300.2919 | 50202.7875 | 47954.3408 | 96944.3508 | 41832.142 | 63764.419 | 62524.3377 | 48153.3389 | 46443.777 | 50785.6242
NSW1 | Hydro | 0 | 0 | 0 | 0 | 0 | 0 | 0 | 0 | 0 | 0 | 0 | 0 | 0 | 0 | 0 | 0 | 0 | 0 | 0 | 0 | 0 | 0 | 0 | 0 | 0 | 0 | 0
NSW1 | Hydrogen Turbine | 0 | 0 | 0 | 0 | 0 | 0 | 0 | 0 | 0 | 0 | 0 | 0 | 0 | 0 | 0 | 0 | 0 | 0 | 0 | 0 | 0 | 0 | 0 | 0 | 0 | 0 | 0
NSW1 | Wind | 0 | 0 | 0 | 0 | 0 | 0 | 0 | 0 | 0 | 0 | 0 | 0 | 0 | 0 | 0 | 0 | 0 | 0 | 0 | 0 | 0 | 0 | 0 | 0 | 0 | 0 | 0
NSW1 | Solar PV | 0 | 0 | 0 | 0 | 0 | 0 | 0 | 0 | 0 | 0 | 0 | 0 | 0 | 0 | 0 | 0 | 0 | 0 | 0 | 0 | 0 | 0 | 0 | 0 | 0 | 0 | 0
NSW1 | Grid Battery | 0 | 0 | 0 | 0 | 0 | 0 | 0 | 0 | 0 | 0 | 0 | 0 | 0 | 0 | 0 | 0 | 0 | 0 | 0 | 0 | 0 | 0 | 0 | 0 | 0 | 0 | 0
NSW1 | Pumped Hydro | 0 | 0 | 0 | 0 | 0 | 0 | 0 | 0 | 0 | 0 | 0 | 0 | 0 | 0 | 0 | 0 | 0 | 0 | 0 | 0 | 0 | 0 | 0 | 0 | 0 | 0 | 0
NSW1 | VPP | 0 | 0 | 0 | 0 | 0 | 0 | 0 | 0 | 0 | 0 | 0 | 0 | 0 | 0 | 0 | 0 | 0 | 0 | 0 | 0 | 0 | 0 | 0 | 0 | 0 | 0 | 0
Total excluding storage |  | 912148.3509 | 690800.0937 | 577449.7396 | 523774.5565 | 383019.1916 | 369421.3876 | 319398.4904 | 262248.5982 | 233797.7518 | 227393.6991 | 177716.0687 | 231457.7916 | 144795.7744 | 162981.1124 | 135514.9631 | 151583.7075 | 146880.8136 | 145364.2199 | 74468.6955 | 75812.8688 | 96944.3508 | 41832.142 | 63764.419 | 62524.3377 | 48153.3389 | 46443.777 | 50785.6242
Region | Technology | 2023-24 | 2024-25 | 2025-26 | 2026-27 | 2027-28 | 2028-29 | 2029-30 | 2030-31 | 2031-32 | 2032-33 | 2033-34 | 2034-35 | 2035-36 | 2036-37 | 2037-38 | 2038-39 | 2039-40 | 2040-41 | 2041-42 | 2042-43 | 2043-44 | 2044-45 | 2045-46 | 2046-47 | 2047-48
QLD1 | Black Coal | 748935.208 | 641534.86 | 649123.858 | 551756.87 | 442511.89 | 343449.814 | 308794.834 | 172612.798 | 153976.503 | 108598.372 | 72217.398 | 65708.65 | 53824.391 | 54382.212 | 51275.257 | 44627.6385 | 18059.856 | 6663.406 | 6287.8725 | 0 | 0 | 0 | 0 | 0 | 0 | 0 | 0
QLD1 | Brown Coal | 0 | 0 | 0 | 0 | 0 | 0 | 0 | 0 | 0 | 0 | 0 | 0 | 0 | 0 | 0 | 0 | 0 | 0 | 0 | 0 | 0 | 0 | 0 | 0 | 0 | 0 | 0
QLD1 | CCGT | 70563.2319 | 61553.231 | 97713.9444 | 133455.0134 | 132683.0681 | 137711.571 | 145353.8665 | 157021.9215 | 146873.0648 | 134900.2167 | 171687.4945 | 178657.491 | 139821.185 | 108889.633 | 97873.943 | 95292.5117 | 79176.1633 | 67270.1947 | 52488.5396 | 56178.9273 | 60329.9005 | 45265.6497 | 25882.1384 | 19838.662 | 18402.132 | 17075.348 | 16597.428
QLD1 | Gas - Steam | 0 | 0 | 0 | 0 | 0 | 0 | 0 | 0 | 0 | 0 | 0 | 0 | 0 | 0 | 0 | 0 | 0 | 0 | 0 | 0 | 0 | 0 | 0 | 0 | 0 | 0 | 0
QLD1 | OCGT / Diesel | 215.0463 | 0.025344 | 214.3519 | 1427.8224 | 1899.6946 | 1217.7747 | 402.0651 | 23749.2716 | 22323.9419 | 23278.4373 | 61331.1105 | 65091.4515 | 57702.489 | 65887.1135 | 50228.6523 | 37240.5904 | 71068.411 | 55070.2419 | 24693.6227 | 34605.6124 | 42993.8115 | 27738.208 | 42234.1736 | 68892.1031 | 22943.1577 | 68184.2662 | 46211.5119
QLD1 | Hydro | 0 | 0 | 0 | 0 | 0 | 0 | 0 | 0 | 0 | 0 | 0 | 0 | 0 | 0 | 0 | 0 | 0 | 0 | 0 | 0 | 0 | 0 | 0 | 0 | 0 | 0 | 0
QLD1 | Hydrogen Turbine | 0 | 0 | 0 | 0 | 0 | 0 | 0 | 0 | 0 | 0 | 0 | 0 | 0 | 0 | 0 | 0 | 0 | 0 | 0 | 0 | 0 | 0 | 0 | 0 | 0 | 0 | 0
QLD1 | Wind | 0 | 0 | 0 | 0 | 0 | 0 | 0 | 0 | 0 | 0 | 0 | 0 | 0 | 0 | 0 | 0 | 0 | 0 | 0 | 0 | 0 | 0 | 0 | 0 | 0 | 0 | 0
QLD1 | Solar PV | 0 | 0 | 0 | 0 | 0 | 0 | 0 | 0 | 0 | 0 | 0 | 0 | 0 | 0 | 0 | 0 | 0 | 0 | 0 | 0 | 0 | 0 | 0 | 0 | 0 | 0 | 0
QLD1 | Grid Battery | 0 | 0 | 0 | 0 | 0 | 0 | 0 | 0 | 0 | 0 | 0 | 0 | 0 | 0 | 0 | 0 | 0 | 0 | 0 | 0 | 0 | 0 | 0 | 0 | 0 | 0 | 0
QLD1 | Pumped Hydro | 0 | 0 | 0 | 0 | 0 | 0 | 0 | 0 | 0 | 0 | 0 | 0 | 0 | 0 | 0 | 0 | 0 | 0 | 0 | 0 | 0 | 0 | 0 | 0 | 0 | 0 | 0
QLD1 | VPP | 0 | 0 | 0 | 0 | 0 | 0 | 0 | 0 | 0 | 0 | 0 | 0 | 0 | 0 | 0 | 0 | 0 | 0 | 0 | 0 | 0 | 0 | 0 | 0 | 0 | 0 | 0
Total excluding storage |  | 819713.4862 | 703088.1164 | 747052.1543 | 686639.7058 | 577094.6527 | 482379.1597 | 454550.7656 | 353383.9911 | 323173.5097 | 266777.026 | 305236.003 | 309457.5925 | 251348.065 | 229158.9585 | 199377.8523 | 177160.7406 | 168304.4303 | 129003.8426 | 83470.0348 | 90784.5397 | 103323.712 | 73003.8577 | 68116.312 | 88730.7651 | 41345.2897 | 85259.6142 | 62808.9399
Region | Technology | 2023-24 | 2024-25 | 2025-26 | 2026-27 | 2027-28 | 2028-29 | 2029-30 | 2030-31 | 2031-32 | 2032-33 | 2033-34 | 2034-35 | 2035-36 | 2036-37 | 2037-38 | 2038-39 | 2039-40 | 2040-41 | 2041-42 | 2042-43 | 2043-44 | 2044-45 | 2045-46 | 2046-47 | 2047-48
VIC1 | Black Coal | 0 | 0 | 0 | 0 | 0 | 0 | 0 | 0 | 0 | 0 | 0 | 0 | 0 | 0 | 0 | 0 | 0 | 0 | 0 | 0 | 0 | 0 | 0 | 0 | 0 | 0 | 0
VIC1 | Brown Coal | 215882.073 | 178467.878 | 156379.214 | 113472.968 | 109710.134 | 87613.355 | 52884.879 | 32822.988 | 24766.903 | 0 | 0 | 0 | 0 | 0 | 0 | 0 | 0 | 0 | 0 | 0 | 0 | 0 | 0 | 0 | 0 | 0 | 0
VIC1 | CCGT | 0 | 0 | 0 | 0 | 0 | 0 | 0 | 0 | 0 | 0 | 0 | 0 | 0 | 0 | 0 | 0 | 0 | 0 | 0 | 0 | 0 | 0 | 0 | 0 | 0 | 0 | 0
VIC1 | Gas - Steam | 1711.8704 | 1785.6091 | 6571.1645 | 14156.257 | 9331.492 | 19632.172 | 14584.028 | 75928.352 | 27940.446 | 69581.704 | 43845.612 | 52461.412 | 46105.832 | 52331.224 | 54769.36 | 54451.8 | 0 | 0 | 0 | 0 | 0 | 0 | 0 | 0 | 0 | 0 | 0
VIC1 | OCGT / Diesel | 2798.4956 | 1801.8126 | 4109.4971 | 14302.7472 | 8110.015 | 13138.6164 | 7827.3322 | 33624.2507 | 11198.8414 | 51926.8861 | 32170.1897 | 84485.8469 | 53801.869 | 65241.8685 | 96178.1522 | 78147.0425 | 165646.1929 | 114927.8078 | 83215.5215 | 91049.1291 | 191482.3112 | 143982.4747 | 146020.1492 | 173044.4846 | 116970.5197 | 171235.395 | 143736.9325
VIC1 | Hydro | 0 | 0 | 0 | 0 | 0 | 0 | 0 | 0 | 0 | 0 | 0 | 0 | 0 | 0 | 0 | 0 | 0 | 0 | 0 | 0 | 0 | 0 | 0 | 0 | 0 | 0 | 0
VIC1 | Hydrogen Turbine | 0 | 0 | 0 | 0 | 0 | 0 | 0 | 0 | 0 | 0 | 0 | 0 | 0 | 0 | 0 | 0 | 0 | 0 | 0 | 0 | 0 | 0 | 0 | 0 | 0 | 0 | 0
VIC1 | Wind | 0 | 0 | 0 | 0 | 0 | 0 | 0 | 0 | 0 | 0 | 0 | 0 | 0 | 0 | 0 | 0 | 0 | 0 | 0 | 0 | 0 | 0 | 0 | 0 | 0 | 0 | 0
VIC1 | Solar PV | 0 | 0 | 0 | 0 | 0 | 0 | 0 | 0 | 0 | 0 | 0 | 0 | 0 | 0 | 0 | 0 | 0 | 0 | 0 | 0 | 0 | 0 | 0 | 0 | 0 | 0 | 0
VIC1 | Grid Battery | 0 | 0 | 0 | 0 | 0 | 0 | 0 | 0 | 0 | 0 | 0 | 0 | 0 | 0 | 0 | 0 | 0 | 0 | 0 | 0 | 0 | 0 | 0 | 0 | 0 | 0 | 0
VIC1 | Pumped Hydro | 0 | 0 | 0 | 0 | 0 | 0 | 0 | 0 | 0 | 0 | 0 | 0 | 0 | 0 | 0 | 0 | 0 | 0 | 0 | 0 | 0 | 0 | 0 | 0 | 0 | 0 | 0
VIC1 | VPP | 0 | 0 | 0 | 0 | 0 | 0 | 0 | 0 | 0 | 0 | 0 | 0 | 0 | 0 | 0 | 0 | 0 | 0 | 0 | 0 | 0 | 0 | 0 | 0 | 0 | 0 | 0
Total excluding storage |  | 220392.439 | 182055.2997 | 167059.8756 | 141931.9722 | 127151.641 | 120384.1434 | 75296.2392 | 142375.5907 | 63906.1904 | 121508.5901 | 76015.8017 | 136947.2589 | 99907.701 | 117573.0925 | 150947.5122 | 132598.8425 | 165646.1929 | 114927.8078 | 83215.5215 | 91049.1291 | 191482.3112 | 143982.4747 | 146020.1492 | 173044.4846 | 116970.5197 | 171235.395 | 143736.9325
Region | Technology | 2023-24 | 2024-25 | 2025-26 | 2026-27 | 2027-28 | 2028-29 | 2029-30 | 2030-31 | 2031-32 | 2032-33 | 2033-34 | 2034-35 | 2035-36 | 2036-37 | 2037-38 | 2038-39 | 2039-40 | 2040-41 | 2041-42 | 2042-43 | 2043-44 | 2044-45 | 2045-46 | 2046-47 | 2047-48
SA1 | Black Coal | 0 | 0 | 0 | 0 | 0 | 0 | 0 | 0 | 0 | 0 | 0 | 0 | 0 | 0 | 0 | 0 | 0 | 0 | 0 | 0 | 0 | 0 | 0 | 0 | 0 | 0 | 0
SA1 | Brown Coal | 0 | 0 | 0 | 0 | 0 | 0 | 0 | 0 | 0 | 0 | 0 | 0 | 0 | 0 | 0 | 0 | 0 | 0 | 0 | 0 | 0 | 0 | 0 | 0 | 0 | 0 | 0
SA1 | CCGT | 77069.7835 | 51323.224 | 76470.232 | 47185.42 | 42142.972 | 62331.024 | 54871.872 | 72185.632 | 51890.432 | 56225.876 | 56896.012 | 65790.036 | 42057.584 | 47323.164 | 0 | 0 | 0 | 0 | 0 | 0 | 0 | 0 | 0 | 0 | 0 | 0 | 0
SA1 | Gas - Steam | 9686.855 | 8804.021 | 25490.866 | 0 | 0 | 0 | 0 | 0 | 0 | 0 | 0 | 0 | 0 | 0 | 0 | 0 | 0 | 0 | 0 | 0 | 0 | 0 | 0 | 0 | 0 | 0 | 0
SA1 | OCGT / Diesel | 13550.4036 | 11376.1895 | 22391.548 | 17138.101 | 13315.0885 | 18508.7234 | 15566.8485 | 32353.2642 | 21371.3798 | 24790.0142 | 28418.8234 | 46602.5132 | 23780.4083 | 23527.3348 | 34802.5942 | 29649.4419 | 39223.6473 | 23979.389 | 15176.6 | 17832.0578 | 22385.0248 | 7186.8581 | 5140.0967 | 1657.807 | 1262.5137 | 1408.6836 | 1931.9006
SA1 | Hydro | 0 | 0 | 0 | 0 | 0 | 0 | 0 | 0 | 0 | 0 | 0 | 0 | 0 | 0 | 0 | 0 | 0 | 0 | 0 | 0 | 0 | 0 | 0 | 0 | 0 | 0 | 0
SA1 | Hydrogen Turbine | 0 | 0 | 0 | 0 | 0 | 0 | 0 | 0 | 0 | 0 | 0 | 0 | 0 | 0 | 0 | 0 | 0 | 0 | 0 | 0 | 0 | 0 | 0 | 0 | 0 | 0 | 0
SA1 | Wind | 0 | 0 | 0 | 0 | 0 | 0 | 0 | 0 | 0 | 0 | 0 | 0 | 0 | 0 | 0 | 0 | 0 | 0 | 0 | 0 | 0 | 0 | 0 | 0 | 0 | 0 | 0
SA1 | Solar PV | 0 | 0 | 0 | 0 | 0 | 0 | 0 | 0 | 0 | 0 | 0 | 0 | 0 | 0 | 0 | 0 | 0 | 0 | 0 | 0 | 0 | 0 | 0 | 0 | 0 | 0 | 0
SA1 | Grid Battery | 0 | 0 | 0 | 0 | 0 | 0 | 0 | 0 | 0 | 0 | 0 | 0 | 0 | 0 | 0 | 0 | 0 | 0 | 0 | 0 | 0 | 0 | 0 | 0 | 0 | 0 | 0
SA1 | Pumped Hydro | 0 | 0 | 0 | 0 | 0 | 0 | 0 | 0 | 0 | 0 | 0 | 0 | 0 | 0 | 0 | 0 | 0 | 0 | 0 | 0 | 0 | 0 | 0 | 0 | 0 | 0 | 0
SA1 | VPP | 0 | 0 | 0 | 0 | 0 | 0 | 0 | 0 | 0 | 0 | 0 | 0 | 0 | 0 | 0 | 0 | 0 | 0 | 0 | 0 | 0 | 0 | 0 | 0 | 0 | 0 | 0
Total excluding storage |  | 100307.0421 | 71503.4345 | 124352.646 | 64323.521 | 55458.0605 | 80839.7474 | 70438.7205 | 104538.8962 | 73261.8118 | 81015.8902 | 85314.8354 | 112392.5492 | 65837.9923 | 70850.4988 | 34802.5942 | 29649.4419 | 39223.6473 | 23979.389 | 15176.6 | 17832.0578 | 22385.0248 | 7186.8581 | 5140.0967 | 1657.807 | 1262.5137 | 1408.6836 | 1931.9006
Region | Technology | 2023-24 | 2024-25 | 2025-26 | 2026-27 | 2027-28 | 2028-29 | 2029-30 | 2030-31 | 2031-32 | 2032-33 | 2033-34 | 2034-35 | 2035-36 | 2036-37 | 2037-38 | 2038-39 | 2039-40 | 2040-41 | 2041-42 | 2042-43 | 2043-44 | 2044-45 | 2045-46 | 2046-47 | 2047-48
TAS1 | Black Coal | 0 | 0 | 0 | 0 | 0 | 0 | 0 | 0 | 0 | 0 | 0 | 0 | 0 | 0 | 0 | 0 | 0 | 0 | 0 | 0 | 0 | 0 | 0 | 0 | 0 | 0 | 0
TAS1 | Brown Coal | 0 | 0 | 0 | 0 | 0 | 0 | 0 | 0 | 0 | 0 | 0 | 0 | 0 | 0 | 0 | 0 | 0 | 0 | 0 | 0 | 0 | 0 | 0 | 0 | 0 | 0 | 0
TAS1 | CCGT | 0 | 0 | 0 | 0 | 0 | 0 | 0 | 0 | 0 | 0 | 0 | 0 | 0 | 0 | 0 | 0 | 0 | 0 | 0 | 0 | 0 | 0 | 0 | 0 | 0 | 0 | 0
TAS1 | Gas - Steam | 0 | 0 | 0 | 0 | 0 | 0 | 0 | 0 | 0 | 0 | 0 | 0 | 0 | 0 | 0 | 0 | 0 | 0 | 0 | 0 | 0 | 0 | 0 | 0 | 0 | 0 | 0
TAS1 | OCGT / Diesel | 0.0077425 | 0.014758 | 0.014891 | 21.6192 | 0.014768 | 0.014977 | 104.0563 | 530.9348 | 310.099 | 1334.0576 | 867.3104 | 2596.9618 | 952.1636 | 890.8214 | 2096.5042 | 925.1334 | 3623.038 | 617.7188 | 604.6687 | 582.2127 | 743.9042 | 217.0928 | 284.0248 | 131.8619 | 138.3541 | 422.589 | 272.9253
TAS1 | Hydro | 0 | 0 | 0 | 0 | 0 | 0 | 0 | 0 | 0 | 0 | 0 | 0 | 0 | 0 | 0 | 0 | 0 | 0 | 0 | 0 | 0 | 0 | 0 | 0 | 0 | 0 | 0
TAS1 | Hydrogen Turbine | 0 | 0 | 0 | 0 | 0 | 0 | 0 | 0 | 0 | 0 | 0 | 0 | 0 | 0 | 0 | 0 | 0 | 0 | 0 | 0 | 0 | 0 | 0 | 0 | 0 | 0 | 0
TAS1 | Wind | 0 | 0 | 0 | 0 | 0 | 0 | 0 | 0 | 0 | 0 | 0 | 0 | 0 | 0 | 0 | 0 | 0 | 0 | 0 | 0 | 0 | 0 | 0 | 0 | 0 | 0 | 0
TAS1 | Solar PV | 0 | 0 | 0 | 0 | 0 | 0 | 0 | 0 | 0 | 0 | 0 | 0 | 0 | 0 | 0 | 0 | 0 | 0 | 0 | 0 | 0 | 0 | 0 | 0 | 0 | 0 | 0
TAS1 | Grid Battery | 0 | 0 | 0 | 0 | 0 | 0 | 0 | 0 | 0 | 0 | 0 | 0 | 0 | 0 | 0 | 0 | 0 | 0 | 0 | 0 | 0 | 0 | 0 | 0 | 0 | 0 | 0
TAS1 | Pumped Hydro | 0 | 0 | 0 | 0 | 0 | 0 | 0 | 0 | 0 | 0 | 0 | 0 | 0 | 0 | 0 | 0 | 0 | 0 | 0 | 0 | 0 | 0 | 0 | 0 | 0 | 0 | 0
TAS1 | VPP | 0 | 0 | 0 | 0 | 0 | 0 | 0 | 0 | 0 | 0 | 0 | 0 | 0 | 0 | 0 | 0 | 0 | 0 | 0 | 0 | 0 | 0 | 0 | 0 | 0 | 0 | 0
Total excluding storage |  | 0.0077425 | 0.014758 | 0.014891 | 21.6192 | 0.014768 | 0.014977 | 104.0563 | 530.9348 | 310.099 | 1334.0576 | 867.3104 | 2596.9618 | 952.1636 | 890.8214 | 2096.5042 | 925.1334 | 3623.038 | 617.7188 | 604.6687 | 582.2127 | 743.9042 | 217.0928 | 284.0248 | 131.8619 | 138.3541 | 422.589 | 272.9253

## BaseCase_Build Cost
New generation build cost (CAPEX) by technology ($000s) - BaseCase, Step Change Scenario
CAPEX | Real June 2021 dollars discounted to 1 July 2021. The total capital costs are annualised for modelling purposes.
Explicitly modelled generation
Region | Technology | 2023-24 | 2024-25 | 2025-26 | 2026-27 | 2027-28 | 2028-29 | 2029-30 | 2030-31 | 2031-32 | 2032-33 | 2033-34 | 2034-35 | 2035-36 | 2036-37 | 2037-38 | 2038-39 | 2039-40 | 2040-41 | 2041-42 | 2042-43 | 2043-44 | 2044-45 | 2045-46 | 2046-47 | 2047-48 | 2048-49 | 2049-50
NEM | Black Coal | 0 | 0 | 0 | 0 | 0 | 0 | 0 | 0 | 0 | 0 | 0 | 0 | 0 | 0 | 0 | 0 | 0 | 0 | 0 | 0 | 0 | 0 | 0 | 0 | 0 | 0 | 0
NEM | Brown Coal | 0 | 0 | 0 | 0 | 0 | 0 | 0 | 0 | 0 | 0 | 0 | 0 | 0 | 0 | 0 | 0 | 0 | 0 | 0 | 0 | 0 | 0 | 0 | 0 | 0 | 0 | 0
NEM | CCGT | 0 | 0 | 0 | 0 | 0 | 0 | 0 | 0 | 0 | 0 | 0 | 0 | 0 | 0 | 0 | 0 | 0 | 0 | 0 | 0 | 0 | 0 | 0 | 0 | 0 | 0 | 0
NEM | Gas - Steam | 0 | 0 | 0 | 0 | 0 | 0 | 0 | 0 | 0 | 0 | 0 | 0 | 0 | 0 | 0 | 0 | 0 | 0 | 0 | 0 | 0 | 0 | 0 | 0 | 0 | 0 | 0
NEM | OCGT / Diesel | 0 | 0.067491 | 0.063973 | 0.062466 | 0.059667 | 1926.3512 | 1825.9259 | 1730.738 | 1644.884 | 1554.761 | 1473.7073 | 1396.885 | 34446.5893 | 32559.1978 | 73051.3803 | 69243.0146 | 65808.1803 | 62202.4298 | 66559.0201 | 63089.1187 | 88687.0068 | 124107.5414 | 117637.4801 | 154863.6122 | 147181.5235 | 178062.605 | 168779.7028
NEM | Hydro | 0 | 0 | 0 | 0 | 0 | 0 | 0 | 0 | 0 | 0 | 0 | 0 | 0 | 0 | 0 | 0 | 0 | 0 | 0 | 0 | 0 | 0 | 0 | 0 | 0 | 0 | 0
NEM | Hydrogen Turbine | 0 | 0 | 0 | 0 | 0 | 0 | 0 | 0 | 0 | 0 | 0 | 0 | 0 | 0 | 0 | 0 | 0 | 0 | 0 | 0 | 0 | 0 | 0 | 0 | 0 | 0 | 0
NEM | Wind | 0 | 748832.8583 | 716451.0587 | 948238.9208 | 1438222.3835 | 1894263.0838 | 2001824.5893 | 2245485.1432 | 2217725.3105 | 2323050.7607 | 2488552.8263 | 2379523.0463 | 2388971.4222 | 2310181.3668 | 2453479.2489 | 2345772.6109 | 2270758.3061 | 2195382.9747 | 2103744.6888 | 2199511.2553 | 2206326.7429 | 2094265.1529 | 2030618.4913 | 2302808.0167 | 2343768.3427 | 2244048.0461 | 1992428.8266
NEM | Solar PV | 0 | 0.24733 | 56452.8129 | 53509.8127 | 50855.538 | 91824.0829 | 129641.3079 | 225623.5367 | 236225.6692 | 341548.3762 | 403012.883 | 451910.0407 | 429492.8164 | 406719.3807 | 511183.9491 | 532832.1727 | 775659.3612 | 877443.993 | 955179.1934 | 1087007.6856 | 1122594.8243 | 1065014 | 1035803.6954 | 1077211.3897 | 1056556.2913 | 1064661.6239 | 1106109.7856
NEM | Grid Battery | 0 | 0.29487 | 50506.9476 | 47874.1003 | 103913.2144 | 205324.9249 | 200149.5459 | 216250.1224 | 210544.6253 | 333130.7959 | 355157.6932 | 336642.3644 | 342110.1496 | 323365.3115 | 321434.6779 | 304677.4256 | 394022.7735 | 424322.3866 | 472777.609 | 543356.5419 | 539821.6023 | 533179.7588 | 488086.3566 | 475531.2841 | 431936.8525 | 446218.299 | 421391.9748
NEM | Pumped Hydro | 0 | 0 | 70451.2253 | 66778.5183 | 63465.9559 | 93446.4622 | 88574.8876 | 83994.5601 | 101097.2152 | 113301.5124 | 124692.3539 | 118191.8126 | 125069.4401 | 118216.6594 | 269061.3 | 255034.4098 | 291005.0305 | 294646.0487 | 314646.6357 | 308458.6239 | 293157.3817 | 301589.9256 | 285867.2739 | 311532.4826 | 296078.7555 | 279856.0679 | 265266.422
NEM | VPP | 0 | 0 | 0 | 0 | 0 | 0 | 0 | 0 | 0 | 0 | 0 | 0 | 0 | 0 | 0 | 0 | 0 | 0 | 0 | 0 | 0 | 0 | 0 | 0 | 0 | 0 | 0
Total excluding storage |  | 0 | 748833.468 | 893862.1084 | 1116401.4146 | 1656457.1515 | 2286784.905 | 2422016.2567 | 2773084.1004 | 2767237.7042 | 3112586.2062 | 3372889.4637 | 3287664.1488 | 3320090.4176 | 3191041.9162 | 3628210.5562 | 3507559.6336 | 3797253.6516 | 3853997.8328 | 3912907.147 | 4201423.2255 | 4250587.558 | 4118156.3787 | 3958013.2973 | 4321946.7854 | 4275521.7655 | 4212846.6419 | 3953976.7119
Region | Technology | 2023-24 | 2024-25 | 2025-26 | 2026-27 | 2027-28 | 2028-29 | 2029-30 | 2030-31 | 2031-32 | 2032-33 | 2033-34 | 2034-35 | 2035-36 | 2036-37 | 2037-38 | 2038-39 | 2039-40 | 2040-41 | 2041-42 | 2042-43 | 2043-44 | 2044-45 | 2045-46 | 2046-47 | 2047-48 | 2048-49 | 2049-50
NSW1 | Black Coal | 0 | 0 | 0 | 0 | 0 | 0 | 0 | 0 | 0 | 0 | 0 | 0 | 0 | 0 | 0 | 0 | 0 | 0 | 0 | 0 | 0 | 0 | 0 | 0 | 0 | 0 | 0
NSW1 | Brown Coal | 0 | 0 | 0 | 0 | 0 | 0 | 0 | 0 | 0 | 0 | 0 | 0 | 0 | 0 | 0 | 0 | 0 | 0 | 0 | 0 | 0 | 0 | 0 | 0 | 0 | 0 | 0
NSW1 | CCGT | 0 | 0 | 0 | 0 | 0 | 0 | 0 | 0 | 0 | 0 | 0 | 0 | 0 | 0 | 0 | 0 | 0 | 0 | 0 | 0 | 0 | 0 | 0 | 0 | 0 | 0 | 0
NSW1 | Gas - Steam | 0 | 0 | 0 | 0 | 0 | 0 | 0 | 0 | 0 | 0 | 0 | 0 | 0 | 0 | 0 | 0 | 0 | 0 | 0 | 0 | 0 | 0 | 0 | 0 | 0 | 0 | 0
NSW1 | OCGT / Diesel | 0 | 0.028116 | 0.02665 | 0.025261 | 0.024013 | 0.022725 | 0.021573 | 0.020478 | 0.019479 | 0.018433 | 0.017516 | 0.016656 | 0.015837 | 0.015011 | 17559.7807 | 16644.3419 | 15818.6909 | 14951.9559 | 14172.4701 | 13433.6209 | 12767.2394 | 12067.699 | 11438.5773 | 26758.6586 | 25431.2816 | 24037.8552 | 22784.6896
NSW1 | Hydro | 0 | 0 | 0 | 0 | 0 | 0 | 0 | 0 | 0 | 0 | 0 | 0 | 0 | 0 | 0 | 0 | 0 | 0 | 0 | 0 | 0 | 0 | 0 | 0 | 0 | 0 | 0
NSW1 | Hydrogen Turbine | 0 | 0 | 0 | 0 | 0 | 0 | 0 | 0 | 0 | 0 | 0 | 0 | 0 | 0 | 0 | 0 | 0 | 0 | 0 | 0 | 0 | 0 | 0 | 0 | 0 | 0 | 0
NSW1 | Wind | 0 | 334860.2779 | 324059.9862 | 415000.4754 | 772882.1998 | 802815.6614 | 787386.303 | 812032.746 | 771751.4465 | 786299.0021 | 810421.5203 | 780041.0634 | 858847.1544 | 850836.7381 | 834570.2586 | 791061.8736 | 774347.8913 | 766297.6695 | 726348.5036 | 786251.8252 | 832524.8511 | 786909.2916 | 746987.6888 | 742462.1238 | 772323.9064 | 730006.8758 | 607580.5402
NSW1 | Solar PV | 0 | 0.09643 | 56452.6344 | 53509.6096 | 50855.3437 | 82268.0569 | 119041.2367 | 185119.3363 | 175936.3974 | 166358.9359 | 182699.9869 | 173175.3535 | 164584.9015 | 156121.5485 | 199593.5128 | 205778.1278 | 250717.4253 | 262399.4537 | 289435.3388 | 287642.568 | 283260.7668 | 267740.3911 | 253782.3617 | 281591.2981 | 290315.5912 | 288343.1969 | 318877.6376
NSW1 | Grid Battery | 0 | 0.18518 | 50506.8286 | 47873.7855 | 103912.897 | 131767.671 | 130427.0236 | 123627.5439 | 117494.9392 | 124902.1175 | 118390.6346 | 112218.6113 | 106651.9636 | 100808.3083 | 95552.9004 | 90571.4707 | 132117.4114 | 124878.4739 | 128744.192 | 126923.111 | 120627.0442 | 122331.729 | 98656.9489 | 106403.9503 | 81120.2676 | 93836.0956 | 87173.8414
NSW1 | Pumped Hydro | 0 | 0 | 70451.0317 | 66778.2304 | 63465.6671 | 59988.2745 | 56860.9248 | 53896.6133 | 51223.0445 | 48416.4414 | 45892.3627 | 43499.8704 | 41342.0393 | 39076.8341 | 37039.7462 | 35108.7645 | 33367.177 | 31538.9291 | 29894.7207 | 28336.2308 | 26930.5981 | 25455.0418 | 24128.0027 | 22870.2714 | 21735.78 | 20544.8372 | 19473.7797
NSW1 | VPP | 0 | 0 | 0 | 0 | 0 | 0 | 0 | 0 | 0 | 0 | 0 | 0 | 0 | 0 | 0 | 0 | 0 | 0 | 0 | 0 | 0 | 0 | 0 | 0 | 0 | 0 | 0
Total excluding storage |  | 0 | 334860.5876 | 501470.5075 | 583162.1261 | 991116.1316 | 1076839.6866 | 1093715.5097 | 1174676.26 | 1116405.8471 | 1125976.5154 | 1157404.522 | 1108934.9152 | 1171426.0745 | 1146843.4441 | 1184316.1987 | 1139164.5785 | 1206368.5959 | 1200066.4821 | 1188595.2251 | 1242587.3559 | 1276110.4997 | 1214504.1525 | 1134993.5794 | 1180086.3022 | 1190926.8269 | 1156768.8608 | 1055890.4884
Region | Technology | 2023-24 | 2024-25 | 2025-26 | 2026-27 | 2027-28 | 2028-29 | 2029-30 | 2030-31 | 2031-32 | 2032-33 | 2033-34 | 2034-35 | 2035-36 | 2036-37 | 2037-38 | 2038-39 | 2039-40 | 2040-41 | 2041-42 | 2042-43 | 2043-44 | 2044-45 | 2045-46 | 2046-47 | 2047-48 | 2048-49 | 2049-50
QLD1 | Black Coal | 0 | 0 | 0 | 0 | 0 | 0 | 0 | 0 | 0 | 0 | 0 | 0 | 0 | 0 | 0 | 0 | 0 | 0 | 0 | 0 | 0 | 0 | 0 | 0 | 0 | 0 | 0
QLD1 | Brown Coal | 0 | 0 | 0 | 0 | 0 | 0 | 0 | 0 | 0 | 0 | 0 | 0 | 0 | 0 | 0 | 0 | 0 | 0 | 0 | 0 | 0 | 0 | 0 | 0 | 0 | 0 | 0
QLD1 | CCGT | 0 | 0 | 0 | 0 | 0 | 0 | 0 | 0 | 0 | 0 | 0 | 0 | 0 | 0 | 0 | 0 | 0 | 0 | 0 | 0 | 0 | 0 | 0 | 0 | 0 | 0 | 0
QLD1 | Gas - Steam | 0 | 0 | 0 | 0 | 0 | 0 | 0 | 0 | 0 | 0 | 0 | 0 | 0 | 0 | 0 | 0 | 0 | 0 | 0 | 0 | 0 | 0 | 0 | 0 | 0 | 0 | 0
QLD1 | OCGT / Diesel | 0 | 0.0080807 | 0.0076594 | 0.0077566 | 0.007427 | 1926.3014 | 1825.8781 | 1730.6902 | 1644.8384 | 1554.7147 | 1473.6634 | 1396.8374 | 1327.5466 | 1254.8079 | 25819.2062 | 24473.1812 | 23259.1768 | 21984.764 | 20838.6389 | 19752.2643 | 18772.4432 | 17743.8667 | 16818.831 | 43384.5063 | 41232.3957 | 77918.6236 | 73856.5132
QLD1 | Hydro | 0 | 0 | 0 | 0 | 0 | 0 | 0 | 0 | 0 | 0 | 0 | 0 | 0 | 0 | 0 | 0 | 0 | 0 | 0 | 0 | 0 | 0 | 0 | 0 | 0 | 0 | 0
QLD1 | Hydrogen Turbine | 0 | 0 | 0 | 0 | 0 | 0 | 0 | 0 | 0 | 0 | 0 | 0 | 0 | 0 | 0 | 0 | 0 | 0 | 0 | 0 | 0 | 0 | 0 | 0 | 0 | 0 | 0
QLD1 | Wind | 0 | 152331.8075 | 144390.3395 | 196404.4245 | 313864.8643 | 628472.4233 | 595708.4612 | 730388.9871 | 695171.5335 | 769850.6656 | 798362.6993 | 756918.4714 | 719371.143 | 679955.4881 | 780215.1119 | 739540.3907 | 702855.112 | 676394.4535 | 663945.14 | 675337.4372 | 670364.7006 | 633634.192 | 600601.1319 | 734892.9685 | 718944.2034 | 684042.0338 | 624084.9141
QLD1 | Solar PV | 0 | 0.04088 | 0.056175 | 0.055587 | 0.053495 | 9555.89 | 10599.9393 | 40503.9651 | 60289.0476 | 81432.8403 | 131444.0807 | 150146.8488 | 142698.7374 | 134880.0133 | 185537.89 | 183629.0114 | 320304.7985 | 353640.9022 | 338769.5634 | 460790.4189 | 437977.0288 | 413979.4659 | 404724.8189 | 434089.1572 | 422643.6927 | 443607.6751 | 466789.9972
QLD1 | Grid Battery | 0 | 0.024786 | 0.027401 | 0.039198 | 0.046697 | 73556.9979 | 69722.2732 | 79618.5584 | 80690.7199 | 103049.6924 | 137071.3361 | 129925.4374 | 123480.4201 | 116714.7022 | 110630.0497 | 104862.6071 | 149242.5096 | 141660.3467 | 163115.6754 | 244947.4186 | 232796.6805 | 220041.3163 | 208569.9668 | 197696.6469 | 187889.8004 | 198382.466 | 188040.2522
QLD1 | Pumped Hydro | 0 | 0 | 0.045143 | 0.066104 | 0.065389 | 33457.9687 | 31713.7147 | 30060.3935 | 28569.2324 | 27003.8721 | 42893.6366 | 40657.4774 | 38640.6436 | 36523.4523 | 188418.5702 | 178595.8015 | 218358.1942 | 206393.9494 | 195634.0755 | 185435.1435 | 176236.5383 | 166580.2159 | 157895.9394 | 190232.5122 | 180795.931 | 170889.7923 | 161980.8458
QLD1 | VPP | 0 | 0 | 0 | 0 | 0 | 0 | 0 | 0 | 0 | 0 | 0 | 0 | 0 | 0 | 0 | 0 | 0 | 0 | 0 | 0 | 0 | 0 | 0 | 0 | 0 | 0 | 0
Total excluding storage |  | 0 | 152331.8813 | 144390.4758 | 196404.5931 | 313865.0373 | 746969.5813 | 709570.2665 | 882302.5943 | 866365.3718 | 982891.7852 | 1111245.4161 | 1079045.0723 | 1025518.4907 | 969328.4638 | 1290620.8279 | 1231100.9919 | 1414019.7911 | 1400074.4158 | 1382303.0932 | 1586262.6826 | 1536147.3914 | 1451979.0568 | 1388610.688 | 1600295.7912 | 1551506.0232 | 1574840.5909 | 1514752.5225
Region | Technology | 2023-24 | 2024-25 | 2025-26 | 2026-27 | 2027-28 | 2028-29 | 2029-30 | 2030-31 | 2031-32 | 2032-33 | 2033-34 | 2034-35 | 2035-36 | 2036-37 | 2037-38 | 2038-39 | 2039-40 | 2040-41 | 2041-42 | 2042-43 | 2043-44 | 2044-45 | 2045-46 | 2046-47 | 2047-48 | 2048-49 | 2049-50
VIC1 | Black Coal | 0 | 0 | 0 | 0 | 0 | 0 | 0 | 0 | 0 | 0 | 0 | 0 | 0 | 0 | 0 | 0 | 0 | 0 | 0 | 0 | 0 | 0 | 0 | 0 | 0 | 0 | 0
VIC1 | Brown Coal | 0 | 0 | 0 | 0 | 0 | 0 | 0 | 0 | 0 | 0 | 0 | 0 | 0 | 0 | 0 | 0 | 0 | 0 | 0 | 0 | 0 | 0 | 0 | 0 | 0 | 0 | 0
VIC1 | CCGT | 0 | 0 | 0 | 0 | 0 | 0 | 0 | 0 | 0 | 0 | 0 | 0 | 0 | 0 | 0 | 0 | 0 | 0 | 0 | 0 | 0 | 0 | 0 | 0 | 0 | 0 | 0
VIC1 | Gas - Steam | 0 | 0 | 0 | 0 | 0 | 0 | 0 | 0 | 0 | 0 | 0 | 0 | 0 | 0 | 0 | 0 | 0 | 0 | 0 | 0 | 0 | 0 | 0 | 0 | 0 | 0 | 0
VIC1 | OCGT / Diesel | 0 | 0.015601 | 0.014788 | 0.014039 | 0.013363 | 0.012686 | 0.012054 | 0.011467 | 0.010912 | 0.011105 | 0.010551 | 0.014259 | 33118.9897 | 31304.3396 | 29672.3599 | 28125.4597 | 26730.2823 | 25265.6813 | 31547.881 | 29903.2047 | 57147.2392 | 94295.7849 | 89379.8909 | 84720.2758 | 80517.6831 | 76105.9719 | 72138.358
VIC1 | Hydro | 0 | 0 | 0 | 0 | 0 | 0 | 0 | 0 | 0 | 0 | 0 | 0 | 0 | 0 | 0 | 0 | 0 | 0 | 0 | 0 | 0 | 0 | 0 | 0 | 0 | 0 | 0
VIC1 | Hydrogen Turbine | 0 | 0 | 0 | 0 | 0 | 0 | 0 | 0 | 0 | 0 | 0 | 0 | 0 | 0 | 0 | 0 | 0 | 0 | 0 | 0 | 0 | 0 | 0 | 0 | 0 | 0 | 0
VIC1 | Wind | 0 | 123366.1374 | 116934.7275 | 167098.265 | 158809.2904 | 165980.1655 | 275468.3086 | 363350.1212 | 345325.9536 | 364134.7929 | 492746.3756 | 475717.7927 | 452119.5685 | 439179.2103 | 453712.1765 | 437259.9693 | 419802.3127 | 398482.0445 | 377708.0995 | 391927.8713 | 372486.1132 | 352076.9214 | 374158.7399 | 470514.193 | 494086.3695 | 474167.486 | 448143.4393
VIC1 | Solar PV | 0 | 0.036771 | 0.036264 | 0.064133 | 0.061229 | 0.058164 | 0.056073 | 0.10552 | 0.10034 | 63657.5173 | 60338.8791 | 77409.1416 | 73569.2236 | 69742.9366 | 69998.9526 | 87064.5896 | 141012.9101 | 144944.4742 | 198534.6342 | 201558.9947 | 210297.2719 | 199116.6365 | 202720.6791 | 195625.6582 | 185921.5472 | 178085.6504 | 173544.8185
VIC1 | Grid Battery | 0 | 0.038203 | 0.036509 | 0.18836 | 0.17963 | 0.16982 | 0.16136 | 13002.7272 | 12357.7213 | 71647.2451 | 67912.0811 | 64371.6411 | 64976.1274 | 61415.9668 | 73124.8034 | 69312.6107 | 74712.8939 | 92280.4693 | 95156.9276 | 90196.1403 | 85721.9151 | 90730.4016 | 86000.3808 | 81516.8974 | 77473.2111 | 73228.3157 | 69617.2792
VIC1 | Pumped Hydro | 0 | 0 | 0.043335 | 0.096113 | 0.091851 | 0.087297 | 0.090003 | 0.16004 | 0.15225 | 0.1674 | 0.15972 | 0.15269 | 1.6827 | 1.5912 | 3209.8149 | 3042.4792 | 2891.5573 | 22318.8314 | 53735.0296 | 61149.0362 | 58115.7077 | 74101.5033 | 70238.436 | 66576.7168 | 63274.1448 | 59807.2442 | 56689.3312
VIC1 | VPP | 0 | 0 | 0 | 0 | 0 | 0 | 0 | 0 | 0 | 0 | 0 | 0 | 0 | 0 | 0 | 0 | 0 | 0 | 0 | 0 | 0 | 0 | 0 | 0 | 0 | 0 | 0
Total excluding storage |  | 0 | 123366.228 | 116934.8584 | 167098.6277 | 158809.6364 | 165980.4935 | 275468.6281 | 376353.1254 | 357683.9384 | 499439.7338 | 620997.506 | 617498.7424 | 623785.5918 | 601644.0446 | 629718.1074 | 624805.1085 | 665149.9563 | 683291.5006 | 756682.5719 | 774735.2473 | 783768.2472 | 810321.2477 | 822498.1267 | 898953.7411 | 901272.9557 | 861394.6682 | 820133.226
Region | Technology | 2023-24 | 2024-25 | 2025-26 | 2026-27 | 2027-28 | 2028-29 | 2029-30 | 2030-31 | 2031-32 | 2032-33 | 2033-34 | 2034-35 | 2035-36 | 2036-37 | 2037-38 | 2038-39 | 2039-40 | 2040-41 | 2041-42 | 2042-43 | 2043-44 | 2044-45 | 2045-46 | 2046-47 | 2047-48 | 2048-49 | 2049-50
SA1 | Black Coal | 0 | 0 | 0 | 0 | 0 | 0 | 0 | 0 | 0 | 0 | 0 | 0 | 0 | 0 | 0 | 0 | 0 | 0 | 0 | 0 | 0 | 0 | 0 | 0 | 0 | 0 | 0
SA1 | Brown Coal | 0 | 0 | 0 | 0 | 0 | 0 | 0 | 0 | 0 | 0 | 0 | 0 | 0 | 0 | 0 | 0 | 0 | 0 | 0 | 0 | 0 | 0 | 0 | 0 | 0 | 0 | 0
SA1 | CCGT | 0 | 0 | 0 | 0 | 0 | 0 | 0 | 0 | 0 | 0 | 0 | 0 | 0 | 0 | 0 | 0 | 0 | 0 | 0 | 0 | 0 | 0 | 0 | 0 | 0 | 0 | 0
SA1 | Gas - Steam | 0 | 0 | 0 | 0 | 0 | 0 | 0 | 0 | 0 | 0 | 0 | 0 | 0 | 0 | 0 | 0 | 0 | 0 | 0 | 0 | 0 | 0 | 0 | 0 | 0 | 0 | 0
SA1 | OCGT / Diesel | 0 | 0.0081957 | 0.0077684 | 0.0086427 | 0.0082425 | 0.0078342 | 0.0074758 | 0.0082947 | 0.0079335 | 0.0085672 | 0.0081731 | 0.0090336 | 0.023051 | 0.02181 | 0.020726 | 0.019661 | 0.018755 | 0.017746 | 0.016837 | 0.015985 | 0.0729 | 0.1626 | 0.15413 | 0.14611 | 0.13888 | 0.13129 | 0.12233
SA1 | Hydro | 0 | 0 | 0 | 0 | 0 | 0 | 0 | 0 | 0 | 0 | 0 | 0 | 0 | 0 | 0 | 0 | 0 | 0 | 0 | 0 | 0 | 0 | 0 | 0 | 0 | 0 | 0
SA1 | Hydrogen Turbine | 0 | 0 | 0 | 0 | 0 | 0 | 0 | 0 | 0 | 0 | 0 | 0 | 0 | 0 | 0 | 0 | 0 | 0 | 0 | 0 | 0 | 0 | 0 | 0 | 0 | 0 | 0
SA1 | Wind | 0 | 58448.0539 | 55400.999 | 95908.6665 | 91168.5307 | 175822.9206 | 179228.3342 | 183289.4661 | 174197.2992 | 164652.717 | 161322.1512 | 152911.9929 | 155312.1221 | 148028.8474 | 202819.5346 | 205244.8149 | 209652.5912 | 199099.7694 | 188720.1608 | 206636.0292 | 198505.9139 | 196456.4928 | 186214.7162 | 235873.8425 | 245255.2484 | 248873.2028 | 232152.3229
SA1 | Solar PV | 0 | 0.05679 | 0.070426 | 0.067503 | 0.064403 | 0.063192 | 0.061504 | 0.11217 | 0.1067 | 30099.0558 | 28529.9108 | 51178.4778 | 48639.7433 | 45974.6832 | 55742.0777 | 56065.1655 | 63343.5954 | 116193.9073 | 128188.2117 | 136777.3647 | 186242.0072 | 176037.4669 | 166860.1583 | 158591.8379 | 150724.8086 | 148055.2889 | 140670.0261
SA1 | Grid Battery | 0 | 0.026835 | 0.032234 | 0.062336 | 0.062249 | 0.058865 | 0.056621 | 1.2442 | 1.1871 | 33531.6768 | 31783.5803 | 30126.6166 | 47001.5807 | 44426.2787 | 42126.8708 | 39930.6838 | 37949.9034 | 65503.0443 | 85760.7613 | 81289.8217 | 100675.9089 | 100076.2566 | 94859.0089 | 89913.7419 | 85453.5241 | 80771.3697 | 76560.553
SA1 | Pumped Hydro | 0 | 0 | 0.052947 | 0.070613 | 0.068572 | 0.06559 | 0.06409 | 0.080967 | 0.077247 | 0.076526 | 0.074411 | 0.072159 | 0.08532 | 0.081292 | 0.087084 | 0.082888 | 0.079799 | 0.082753 | 0.089122 | 0.089058 | 0.086655 | 0.098636 | 0.093733 | 0.089023 | 0.084788 | 0.080398 | 0.082265
SA1 | VPP | 0 | 0 | 0 | 0 | 0 | 0 | 0 | 0 | 0 | 0 | 0 | 0 | 0 | 0 | 0 | 0 | 0 | 0 | 0 | 0 | 0 | 0 | 0 | 0 | 0 | 0 | 0
Total excluding storage |  | 0 | 58448.1457 | 55401.1624 | 95908.8756 | 91168.7342 | 175823.116 | 179228.5238 | 183290.9117 | 174198.6783 | 228283.5347 | 221635.7249 | 234217.1684 | 250953.5545 | 238429.9123 | 300688.5909 | 301240.7668 | 310946.1886 | 380796.8214 | 402669.2398 | 424703.3207 | 485423.9896 | 472570.4776 | 447934.1313 | 484379.6575 | 481433.8048 | 477700.073 | 449383.1066
Region | Technology | 2023-24 | 2024-25 | 2025-26 | 2026-27 | 2027-28 | 2028-29 | 2029-30 | 2030-31 | 2031-32 | 2032-33 | 2033-34 | 2034-35 | 2035-36 | 2036-37 | 2037-38 | 2038-39 | 2039-40 | 2040-41 | 2041-42 | 2042-43 | 2043-44 | 2044-45 | 2045-46 | 2046-47 | 2047-48 | 2048-49 | 2049-50
TAS1 | Black Coal | 0 | 0 | 0 | 0 | 0 | 0 | 0 | 0 | 0 | 0 | 0 | 0 | 0 | 0 | 0 | 0 | 0 | 0 | 0 | 0 | 0 | 0 | 0 | 0 | 0 | 0 | 0
TAS1 | Brown Coal | 0 | 0 | 0 | 0 | 0 | 0 | 0 | 0 | 0 | 0 | 0 | 0 | 0 | 0 | 0 | 0 | 0 | 0 | 0 | 0 | 0 | 0 | 0 | 0 | 0 | 0 | 0
TAS1 | CCGT | 0 | 0 | 0 | 0 | 0 | 0 | 0 | 0 | 0 | 0 | 0 | 0 | 0 | 0 | 0 | 0 | 0 | 0 | 0 | 0 | 0 | 0 | 0 | 0 | 0 | 0 | 0
TAS1 | Gas - Steam | 0 | 0 | 0 | 0 | 0 | 0 | 0 | 0 | 0 | 0 | 0 | 0 | 0 | 0 | 0 | 0 | 0 | 0 | 0 | 0 | 0 | 0 | 0 | 0 | 0 | 0 | 0
TAS1 | OCGT / Diesel | 0 | 0.0074981 | 0.0071072 | 0.006767 | 0.0066211 | 0.006596 | 0.0066891 | 0.0075714 | 0.0072535 | 0.0081329 | 0.0077501 | 0.0076285 | 0.01417 | 0.013417 | 0.012739 | 0.012099 | 0.01153 | 0.010918 | 0.013357 | 0.012693 | 0.012112 | 0.028228 | 0.026778 | 0.025408 | 0.024176 | 0.022882 | 0.019751
TAS1 | Hydro | 0 | 0 | 0 | 0 | 0 | 0 | 0 | 0 | 0 | 0 | 0 | 0 | 0 | 0 | 0 | 0 | 0 | 0 | 0 | 0 | 0 | 0 | 0 | 0 | 0 | 0 | 0
TAS1 | Hydrogen Turbine | 0 | 0 | 0 | 0 | 0 | 0 | 0 | 0 | 0 | 0 | 0 | 0 | 0 | 0 | 0 | 0 | 0 | 0 | 0 | 0 | 0 | 0 | 0 | 0 | 0 | 0 | 0
TAS1 | Wind | 0 | 79826.5816 | 75665.0065 | 73827.0894 | 101497.4983 | 121171.913 | 164033.1822 | 156423.8228 | 231279.0777 | 238113.5831 | 225700.08 | 213933.726 | 203321.4343 | 192181.0829 | 182162.1672 | 172665.5624 | 164100.3989 | 155109.0378 | 147022.785 | 139358.0925 | 132445.164 | 125188.2552 | 122656.2145 | 119064.8889 | 113158.6151 | 106958.4476 | 80467.6103
TAS1 | Solar PV | 0 | 0.016459 | 0.015642 | 0.015919 | 0.015219 | 0.01454 | 0.0143 | 0.017593 | 0.017209 | 0.026883 | 0.025535 | 0.21887 | 0.21059 | 0.19916 | 311.5161 | 295.2783 | 280.6319 | 265.2556 | 251.4453 | 238.3392 | 4817.7496 | 8140.0396 | 7715.6774 | 7313.4383 | 6950.6515 | 6569.8126 | 6227.3063
TAS1 | Grid Battery | 0 | 0.019869 | 0.022865 | 0.024957 | 0.028784 | 0.027265 | 0.031211 | 0.048736 | 0.057771 | 0.064086 | 0.061007 | 0.057993 | 0.057869 | 0.055428 | 0.053619 | 0.053447 | 0.055106 | 0.052436 | 0.05272 | 0.050258 | 0.053483 | 0.055263 | 0.051175 | 0.04758 | 0.049278 | 0.052054 | 0.049109
TAS1 | Pumped Hydro | 0 | 0 | 0.052208 | 0.055068 | 0.062986 | 0.066162 | 0.094004 | 37.3123 | 21304.7088 | 37880.955 | 35906.1204 | 34034.2399 | 45084.9892 | 42614.7005 | 40393.0817 | 38287.2818 | 36388.0222 | 34394.2561 | 35382.7207 | 33538.1244 | 31874.4509 | 35453.0659 | 33604.802 | 31852.8932 | 30272.8149 | 28614.1138 | 27122.383
TAS1 | VPP | 0 | 0 | 0 | 0 | 0 | 0 | 0 | 0 | 0 | 0 | 0 | 0 | 0 | 0 | 0 | 0 | 0 | 0 | 0 | 0 | 0 | 0 | 0 | 0 | 0 | 0 | 0
Total excluding storage |  | 0 | 79826.6254 | 75665.1043 | 73827.1921 | 101497.6119 | 121172.0275 | 164033.3284 | 156461.2089 | 252583.8687 | 275994.6371 | 261606.2947 | 247968.2504 | 248406.7061 | 234796.0514 | 222866.8314 | 211248.188 | 200769.1197 | 189768.6129 | 182657.0171 | 173134.6191 | 169137.4301 | 168781.4441 | 163976.7718 | 158231.2934 | 150382.155 | 142142.449 | 113817.3684

## BaseCase_Rehab Cost
Rehabilition cost by technology ($000s) - BaseCase, Step Change Scenario
Rehab | Real June 2021 dollars discounted to 1 July 2021
Explicitly modelled generation
Region | Technology | 2023-24 | 2024-25 | 2025-26 | 2026-27 | 2027-28 | 2028-29 | 2029-30 | 2030-31 | 2031-32 | 2032-33 | 2033-34 | 2034-35 | 2035-36 | 2036-37 | 2037-38 | 2038-39 | 2039-40 | 2040-41 | 2041-42 | 2042-43 | 2043-44 | 2044-45 | 2045-46 | 2046-47 | 2047-48 | 2048-49 | 2049-50
NEM | Black Coal | 0 | 0 | 0 | 0 | 0 | 0 | 0 | 0 | 0 | 0 | 0 | 0 | 0 | 0 | 0 | 0 | 0 | 0 | 0 | 0 | 0 | 0 | 0 | 0 | 0 | 0 | 0
NEM | Brown Coal | 0 | 0 | 0 | 0 | 0 | 0 | 0 | 0 | 0 | 0 | 0 | 0 | 0 | 0 | 0 | 0 | 0 | 0 | 0 | 0 | 0 | 0 | 0 | 0 | 0 | 0 | 0
NEM | CCGT | 0 | 0 | 0 | 0 | 0 | 0 | 0 | 0 | 0 | 0 | 0 | 0 | 0 | 0 | 0 | 0 | 0 | 0 | 0 | 0 | 0 | 0 | 0 | 0 | 0 | 0 | 0
NEM | Gas - Steam | 0 | 0 | 0 | 0 | 0 | 0 | 0 | 0 | 0 | 0 | 0 | 0 | 0 | 0 | 0 | 0 | 0 | 0 | 0 | 0 | 0 | 0 | 0 | 0 | 0 | 0 | 0
NEM | OCGT / Diesel | 0 | 0 | 0 | 0 | 0 | 0 | 0 | 0 | 0 | 0 | 0 | 0 | 0 | 0 | 0 | 0 | 0 | 0 | 0 | 0 | 0 | 0 | 0 | 0 | 0 | 0 | 0
NEM | Hydro | 0 | 0 | 0 | 0 | 0 | 0 | 0 | 0 | 0 | 0 | 0 | 0 | 0 | 0 | 0 | 0 | 0 | 0 | 0 | 0 | 0 | 0 | 0 | 0 | 0 | 0 | 0
NEM | Hydrogen Turbine | 0 | 0 | 0 | 0 | 0 | 0 | 0 | 0 | 0 | 0 | 0 | 0 | 0 | 0 | 0 | 0 | 0 | 0 | 0 | 0 | 0 | 0 | 0 | 0 | 0 | 0 | 0
NEM | Wind | 0 | 0 | 0 | 0 | 0 | 0 | 0 | 0 | 0 | 0 | 0 | 0 | 0 | 0 | 0 | 0 | 0 | 0 | 0 | 0 | 0 | 0 | 0 | 0 | 0 | 0 | 0
NEM | Solar PV | 0 | 0 | 0 | 0 | 0 | 0 | 0 | 0 | 0 | 0 | 0 | 0 | 0 | 0 | 0 | 0 | 0 | 0 | 0 | 0 | 0 | 0 | 0 | 0 | 0 | 0 | 0
NEM | Grid Battery | 0 | 0 | 0 | 0 | 0 | 0 | 0 | 0 | 0 | 0 | 0 | 0 | 0 | 0 | 0 | 0 | 0 | 0 | 0 | 0 | 0 | 0 | 0 | 0 | 0 | 0 | 0
NEM | Pumped Hydro | 0 | 0 | 0 | 0 | 0 | 0 | 0 | 0 | 0 | 0 | 0 | 0 | 0 | 0 | 0 | 0 | 0 | 0 | 0 | 0 | 0 | 0 | 0 | 0 | 0 | 0 | 0
NEM | VPP | 0 | 0 | 0 | 0 | 0 | 0 | 0 | 0 | 0 | 0 | 0 | 0 | 0 | 0 | 0 | 0 | 0 | 0 | 0 | 0 | 0 | 0 | 0 | 0 | 0 | 0 | 0
Total excluding storage |  | 0 | 0 | 0 | 0 | 0 | 0 | 0 | 0 | 0 | 0 | 0 | 0 | 0 | 0 | 0 | 0 | 0 | 0 | 0 | 0 | 0 | 0 | 0 | 0 | 0 | 0 | 0
Region | Technology | 2023-24 | 2024-25 | 2025-26 | 2026-27 | 2027-28 | 2028-29 | 2029-30 | 2030-31 | 2031-32 | 2032-33 | 2033-34 | 2034-35 | 2035-36 | 2036-37 | 2037-38 | 2038-39 | 2039-40 | 2040-41 | 2041-42 | 2042-43 | 2043-44 | 2044-45 | 2045-46 | 2046-47 | 2047-48 | 2048-49 | 2049-50
NSW1 | Black Coal | 0 | 0 | 0 | 0 | 0 | 0 | 0 | 0 | 0 | 0 | 0 | 0 | 0 | 0 | 0 | 0 | 0 | 0 | 0 | 0 | 0 | 0 | 0 | 0 | 0 | 0 | 0
NSW1 | Brown Coal | 0 | 0 | 0 | 0 | 0 | 0 | 0 | 0 | 0 | 0 | 0 | 0 | 0 | 0 | 0 | 0 | 0 | 0 | 0 | 0 | 0 | 0 | 0 | 0 | 0 | 0 | 0
NSW1 | CCGT | 0 | 0 | 0 | 0 | 0 | 0 | 0 | 0 | 0 | 0 | 0 | 0 | 0 | 0 | 0 | 0 | 0 | 0 | 0 | 0 | 0 | 0 | 0 | 0 | 0 | 0 | 0
NSW1 | Gas - Steam | 0 | 0 | 0 | 0 | 0 | 0 | 0 | 0 | 0 | 0 | 0 | 0 | 0 | 0 | 0 | 0 | 0 | 0 | 0 | 0 | 0 | 0 | 0 | 0 | 0 | 0 | 0
NSW1 | OCGT / Diesel | 0 | 0 | 0 | 0 | 0 | 0 | 0 | 0 | 0 | 0 | 0 | 0 | 0 | 0 | 0 | 0 | 0 | 0 | 0 | 0 | 0 | 0 | 0 | 0 | 0 | 0 | 0
NSW1 | Hydro | 0 | 0 | 0 | 0 | 0 | 0 | 0 | 0 | 0 | 0 | 0 | 0 | 0 | 0 | 0 | 0 | 0 | 0 | 0 | 0 | 0 | 0 | 0 | 0 | 0 | 0 | 0
NSW1 | Hydrogen Turbine | 0 | 0 | 0 | 0 | 0 | 0 | 0 | 0 | 0 | 0 | 0 | 0 | 0 | 0 | 0 | 0 | 0 | 0 | 0 | 0 | 0 | 0 | 0 | 0 | 0 | 0 | 0
NSW1 | Wind | 0 | 0 | 0 | 0 | 0 | 0 | 0 | 0 | 0 | 0 | 0 | 0 | 0 | 0 | 0 | 0 | 0 | 0 | 0 | 0 | 0 | 0 | 0 | 0 | 0 | 0 | 0
NSW1 | Solar PV | 0 | 0 | 0 | 0 | 0 | 0 | 0 | 0 | 0 | 0 | 0 | 0 | 0 | 0 | 0 | 0 | 0 | 0 | 0 | 0 | 0 | 0 | 0 | 0 | 0 | 0 | 0
NSW1 | Grid Battery | 0 | 0 | 0 | 0 | 0 | 0 | 0 | 0 | 0 | 0 | 0 | 0 | 0 | 0 | 0 | 0 | 0 | 0 | 0 | 0 | 0 | 0 | 0 | 0 | 0 | 0 | 0
NSW1 | Pumped Hydro | 0 | 0 | 0 | 0 | 0 | 0 | 0 | 0 | 0 | 0 | 0 | 0 | 0 | 0 | 0 | 0 | 0 | 0 | 0 | 0 | 0 | 0 | 0 | 0 | 0 | 0 | 0
NSW1 | VPP | 0 | 0 | 0 | 0 | 0 | 0 | 0 | 0 | 0 | 0 | 0 | 0 | 0 | 0 | 0 | 0 | 0 | 0 | 0 | 0 | 0 | 0 | 0 | 0 | 0 | 0 | 0
Total excluding storage |  | 0 | 0 | 0 | 0 | 0 | 0 | 0 | 0 | 0 | 0 | 0 | 0 | 0 | 0 | 0 | 0 | 0 | 0 | 0 | 0 | 0 | 0 | 0 | 0 | 0 | 0 | 0
Region | Technology | 2023-24 | 2024-25 | 2025-26 | 2026-27 | 2027-28 | 2028-29 | 2029-30 | 2030-31 | 2031-32 | 2032-33 | 2033-34 | 2034-35 | 2035-36 | 2036-37 | 2037-38 | 2038-39 | 2039-40 | 2040-41 | 2041-42 | 2042-43 | 2043-44 | 2044-45 | 2045-46 | 2046-47 | 2047-48 | 2048-49 | 2049-50
QLD1 | Black Coal | 0 | 0 | 0 | 0 | 0 | 0 | 0 | 0 | 0 | 0 | 0 | 0 | 0 | 0 | 0 | 0 | 0 | 0 | 0 | 0 | 0 | 0 | 0 | 0 | 0 | 0 | 0
QLD1 | Brown Coal | 0 | 0 | 0 | 0 | 0 | 0 | 0 | 0 | 0 | 0 | 0 | 0 | 0 | 0 | 0 | 0 | 0 | 0 | 0 | 0 | 0 | 0 | 0 | 0 | 0 | 0 | 0
QLD1 | CCGT | 0 | 0 | 0 | 0 | 0 | 0 | 0 | 0 | 0 | 0 | 0 | 0 | 0 | 0 | 0 | 0 | 0 | 0 | 0 | 0 | 0 | 0 | 0 | 0 | 0 | 0 | 0
QLD1 | Gas - Steam | 0 | 0 | 0 | 0 | 0 | 0 | 0 | 0 | 0 | 0 | 0 | 0 | 0 | 0 | 0 | 0 | 0 | 0 | 0 | 0 | 0 | 0 | 0 | 0 | 0 | 0 | 0
QLD1 | OCGT / Diesel | 0 | 0 | 0 | 0 | 0 | 0 | 0 | 0 | 0 | 0 | 0 | 0 | 0 | 0 | 0 | 0 | 0 | 0 | 0 | 0 | 0 | 0 | 0 | 0 | 0 | 0 | 0
QLD1 | Hydro | 0 | 0 | 0 | 0 | 0 | 0 | 0 | 0 | 0 | 0 | 0 | 0 | 0 | 0 | 0 | 0 | 0 | 0 | 0 | 0 | 0 | 0 | 0 | 0 | 0 | 0 | 0
QLD1 | Hydrogen Turbine | 0 | 0 | 0 | 0 | 0 | 0 | 0 | 0 | 0 | 0 | 0 | 0 | 0 | 0 | 0 | 0 | 0 | 0 | 0 | 0 | 0 | 0 | 0 | 0 | 0 | 0 | 0
QLD1 | Wind | 0 | 0 | 0 | 0 | 0 | 0 | 0 | 0 | 0 | 0 | 0 | 0 | 0 | 0 | 0 | 0 | 0 | 0 | 0 | 0 | 0 | 0 | 0 | 0 | 0 | 0 | 0
QLD1 | Solar PV | 0 | 0 | 0 | 0 | 0 | 0 | 0 | 0 | 0 | 0 | 0 | 0 | 0 | 0 | 0 | 0 | 0 | 0 | 0 | 0 | 0 | 0 | 0 | 0 | 0 | 0 | 0
QLD1 | Grid Battery | 0 | 0 | 0 | 0 | 0 | 0 | 0 | 0 | 0 | 0 | 0 | 0 | 0 | 0 | 0 | 0 | 0 | 0 | 0 | 0 | 0 | 0 | 0 | 0 | 0 | 0 | 0
QLD1 | Pumped Hydro | 0 | 0 | 0 | 0 | 0 | 0 | 0 | 0 | 0 | 0 | 0 | 0 | 0 | 0 | 0 | 0 | 0 | 0 | 0 | 0 | 0 | 0 | 0 | 0 | 0 | 0 | 0
QLD1 | VPP | 0 | 0 | 0 | 0 | 0 | 0 | 0 | 0 | 0 | 0 | 0 | 0 | 0 | 0 | 0 | 0 | 0 | 0 | 0 | 0 | 0 | 0 | 0 | 0 | 0 | 0 | 0
Total excluding storage |  | 0 | 0 | 0 | 0 | 0 | 0 | 0 | 0 | 0 | 0 | 0 | 0 | 0 | 0 | 0 | 0 | 0 | 0 | 0 | 0 | 0 | 0 | 0 | 0 | 0 | 0 | 0
Region | Technology | 2023-24 | 2024-25 | 2025-26 | 2026-27 | 2027-28 | 2028-29 | 2029-30 | 2030-31 | 2031-32 | 2032-33 | 2033-34 | 2034-35 | 2035-36 | 2036-37 | 2037-38 | 2038-39 | 2039-40 | 2040-41 | 2041-42 | 2042-43 | 2043-44 | 2044-45 | 2045-46 | 2046-47 | 2047-48 | 2048-49 | 2049-50
VIC1 | Black Coal | 0 | 0 | 0 | 0 | 0 | 0 | 0 | 0 | 0 | 0 | 0 | 0 | 0 | 0 | 0 | 0 | 0 | 0 | 0 | 0 | 0 | 0 | 0 | 0 | 0 | 0 | 0
VIC1 | Brown Coal | 0 | 0 | 0 | 0 | 0 | 0 | 0 | 0 | 0 | 0 | 0 | 0 | 0 | 0 | 0 | 0 | 0 | 0 | 0 | 0 | 0 | 0 | 0 | 0 | 0 | 0 | 0
VIC1 | CCGT | 0 | 0 | 0 | 0 | 0 | 0 | 0 | 0 | 0 | 0 | 0 | 0 | 0 | 0 | 0 | 0 | 0 | 0 | 0 | 0 | 0 | 0 | 0 | 0 | 0 | 0 | 0
VIC1 | Gas - Steam | 0 | 0 | 0 | 0 | 0 | 0 | 0 | 0 | 0 | 0 | 0 | 0 | 0 | 0 | 0 | 0 | 0 | 0 | 0 | 0 | 0 | 0 | 0 | 0 | 0 | 0 | 0
VIC1 | OCGT / Diesel | 0 | 0 | 0 | 0 | 0 | 0 | 0 | 0 | 0 | 0 | 0 | 0 | 0 | 0 | 0 | 0 | 0 | 0 | 0 | 0 | 0 | 0 | 0 | 0 | 0 | 0 | 0
VIC1 | Hydro | 0 | 0 | 0 | 0 | 0 | 0 | 0 | 0 | 0 | 0 | 0 | 0 | 0 | 0 | 0 | 0 | 0 | 0 | 0 | 0 | 0 | 0 | 0 | 0 | 0 | 0 | 0
VIC1 | Hydrogen Turbine | 0 | 0 | 0 | 0 | 0 | 0 | 0 | 0 | 0 | 0 | 0 | 0 | 0 | 0 | 0 | 0 | 0 | 0 | 0 | 0 | 0 | 0 | 0 | 0 | 0 | 0 | 0
VIC1 | Wind | 0 | 0 | 0 | 0 | 0 | 0 | 0 | 0 | 0 | 0 | 0 | 0 | 0 | 0 | 0 | 0 | 0 | 0 | 0 | 0 | 0 | 0 | 0 | 0 | 0 | 0 | 0
VIC1 | Solar PV | 0 | 0 | 0 | 0 | 0 | 0 | 0 | 0 | 0 | 0 | 0 | 0 | 0 | 0 | 0 | 0 | 0 | 0 | 0 | 0 | 0 | 0 | 0 | 0 | 0 | 0 | 0
VIC1 | Grid Battery | 0 | 0 | 0 | 0 | 0 | 0 | 0 | 0 | 0 | 0 | 0 | 0 | 0 | 0 | 0 | 0 | 0 | 0 | 0 | 0 | 0 | 0 | 0 | 0 | 0 | 0 | 0
VIC1 | Pumped Hydro | 0 | 0 | 0 | 0 | 0 | 0 | 0 | 0 | 0 | 0 | 0 | 0 | 0 | 0 | 0 | 0 | 0 | 0 | 0 | 0 | 0 | 0 | 0 | 0 | 0 | 0 | 0
VIC1 | VPP | 0 | 0 | 0 | 0 | 0 | 0 | 0 | 0 | 0 | 0 | 0 | 0 | 0 | 0 | 0 | 0 | 0 | 0 | 0 | 0 | 0 | 0 | 0 | 0 | 0 | 0 | 0
Total excluding storage |  | 0 | 0 | 0 | 0 | 0 | 0 | 0 | 0 | 0 | 0 | 0 | 0 | 0 | 0 | 0 | 0 | 0 | 0 | 0 | 0 | 0 | 0 | 0 | 0 | 0 | 0 | 0
Region | Technology | 2023-24 | 2024-25 | 2025-26 | 2026-27 | 2027-28 | 2028-29 | 2029-30 | 2030-31 | 2031-32 | 2032-33 | 2033-34 | 2034-35 | 2035-36 | 2036-37 | 2037-38 | 2038-39 | 2039-40 | 2040-41 | 2041-42 | 2042-43 | 2043-44 | 2044-45 | 2045-46 | 2046-47 | 2047-48 | 2048-49 | 2049-50
SA1 | Black Coal | 0 | 0 | 0 | 0 | 0 | 0 | 0 | 0 | 0 | 0 | 0 | 0 | 0 | 0 | 0 | 0 | 0 | 0 | 0 | 0 | 0 | 0 | 0 | 0 | 0 | 0 | 0
SA1 | Brown Coal | 0 | 0 | 0 | 0 | 0 | 0 | 0 | 0 | 0 | 0 | 0 | 0 | 0 | 0 | 0 | 0 | 0 | 0 | 0 | 0 | 0 | 0 | 0 | 0 | 0 | 0 | 0
SA1 | CCGT | 0 | 0 | 0 | 0 | 0 | 0 | 0 | 0 | 0 | 0 | 0 | 0 | 0 | 0 | 0 | 0 | 0 | 0 | 0 | 0 | 0 | 0 | 0 | 0 | 0 | 0 | 0
SA1 | Gas - Steam | 0 | 0 | 0 | 0 | 0 | 0 | 0 | 0 | 0 | 0 | 0 | 0 | 0 | 0 | 0 | 0 | 0 | 0 | 0 | 0 | 0 | 0 | 0 | 0 | 0 | 0 | 0
SA1 | OCGT / Diesel | 0 | 0 | 0 | 0 | 0 | 0 | 0 | 0 | 0 | 0 | 0 | 0 | 0 | 0 | 0 | 0 | 0 | 0 | 0 | 0 | 0 | 0 | 0 | 0 | 0 | 0 | 0
SA1 | Hydro | 0 | 0 | 0 | 0 | 0 | 0 | 0 | 0 | 0 | 0 | 0 | 0 | 0 | 0 | 0 | 0 | 0 | 0 | 0 | 0 | 0 | 0 | 0 | 0 | 0 | 0 | 0
SA1 | Hydrogen Turbine | 0 | 0 | 0 | 0 | 0 | 0 | 0 | 0 | 0 | 0 | 0 | 0 | 0 | 0 | 0 | 0 | 0 | 0 | 0 | 0 | 0 | 0 | 0 | 0 | 0 | 0 | 0
SA1 | Wind | 0 | 0 | 0 | 0 | 0 | 0 | 0 | 0 | 0 | 0 | 0 | 0 | 0 | 0 | 0 | 0 | 0 | 0 | 0 | 0 | 0 | 0 | 0 | 0 | 0 | 0 | 0
SA1 | Solar PV | 0 | 0 | 0 | 0 | 0 | 0 | 0 | 0 | 0 | 0 | 0 | 0 | 0 | 0 | 0 | 0 | 0 | 0 | 0 | 0 | 0 | 0 | 0 | 0 | 0 | 0 | 0
SA1 | Grid Battery | 0 | 0 | 0 | 0 | 0 | 0 | 0 | 0 | 0 | 0 | 0 | 0 | 0 | 0 | 0 | 0 | 0 | 0 | 0 | 0 | 0 | 0 | 0 | 0 | 0 | 0 | 0
SA1 | Pumped Hydro | 0 | 0 | 0 | 0 | 0 | 0 | 0 | 0 | 0 | 0 | 0 | 0 | 0 | 0 | 0 | 0 | 0 | 0 | 0 | 0 | 0 | 0 | 0 | 0 | 0 | 0 | 0
SA1 | VPP | 0 | 0 | 0 | 0 | 0 | 0 | 0 | 0 | 0 | 0 | 0 | 0 | 0 | 0 | 0 | 0 | 0 | 0 | 0 | 0 | 0 | 0 | 0 | 0 | 0 | 0 | 0
Total excluding storage |  | 0 | 0 | 0 | 0 | 0 | 0 | 0 | 0 | 0 | 0 | 0 | 0 | 0 | 0 | 0 | 0 | 0 | 0 | 0 | 0 | 0 | 0 | 0 | 0 | 0 | 0 | 0
Region | Technology | 2023-24 | 2024-25 | 2025-26 | 2026-27 | 2027-28 | 2028-29 | 2029-30 | 2030-31 | 2031-32 | 2032-33 | 2033-34 | 2034-35 | 2035-36 | 2036-37 | 2037-38 | 2038-39 | 2039-40 | 2040-41 | 2041-42 | 2042-43 | 2043-44 | 2044-45 | 2045-46 | 2046-47 | 2047-48 | 2048-49 | 2049-50
TAS1 | Black Coal | 0 | 0 | 0 | 0 | 0 | 0 | 0 | 0 | 0 | 0 | 0 | 0 | 0 | 0 | 0 | 0 | 0 | 0 | 0 | 0 | 0 | 0 | 0 | 0 | 0 | 0 | 0
TAS1 | Brown Coal | 0 | 0 | 0 | 0 | 0 | 0 | 0 | 0 | 0 | 0 | 0 | 0 | 0 | 0 | 0 | 0 | 0 | 0 | 0 | 0 | 0 | 0 | 0 | 0 | 0 | 0 | 0
TAS1 | CCGT | 0 | 0 | 0 | 0 | 0 | 0 | 0 | 0 | 0 | 0 | 0 | 0 | 0 | 0 | 0 | 0 | 0 | 0 | 0 | 0 | 0 | 0 | 0 | 0 | 0 | 0 | 0
TAS1 | Gas - Steam | 0 | 0 | 0 | 0 | 0 | 0 | 0 | 0 | 0 | 0 | 0 | 0 | 0 | 0 | 0 | 0 | 0 | 0 | 0 | 0 | 0 | 0 | 0 | 0 | 0 | 0 | 0
TAS1 | OCGT / Diesel | 0 | 0 | 0 | 0 | 0 | 0 | 0 | 0 | 0 | 0 | 0 | 0 | 0 | 0 | 0 | 0 | 0 | 0 | 0 | 0 | 0 | 0 | 0 | 0 | 0 | 0 | 0
TAS1 | Hydro | 0 | 0 | 0 | 0 | 0 | 0 | 0 | 0 | 0 | 0 | 0 | 0 | 0 | 0 | 0 | 0 | 0 | 0 | 0 | 0 | 0 | 0 | 0 | 0 | 0 | 0 | 0
TAS1 | Hydrogen Turbine | 0 | 0 | 0 | 0 | 0 | 0 | 0 | 0 | 0 | 0 | 0 | 0 | 0 | 0 | 0 | 0 | 0 | 0 | 0 | 0 | 0 | 0 | 0 | 0 | 0 | 0 | 0
TAS1 | Wind | 0 | 0 | 0 | 0 | 0 | 0 | 0 | 0 | 0 | 0 | 0 | 0 | 0 | 0 | 0 | 0 | 0 | 0 | 0 | 0 | 0 | 0 | 0 | 0 | 0 | 0 | 0
TAS1 | Solar PV | 0 | 0 | 0 | 0 | 0 | 0 | 0 | 0 | 0 | 0 | 0 | 0 | 0 | 0 | 0 | 0 | 0 | 0 | 0 | 0 | 0 | 0 | 0 | 0 | 0 | 0 | 0
TAS1 | Grid Battery | 0 | 0 | 0 | 0 | 0 | 0 | 0 | 0 | 0 | 0 | 0 | 0 | 0 | 0 | 0 | 0 | 0 | 0 | 0 | 0 | 0 | 0 | 0 | 0 | 0 | 0 | 0
TAS1 | Pumped Hydro | 0 | 0 | 0 | 0 | 0 | 0 | 0 | 0 | 0 | 0 | 0 | 0 | 0 | 0 | 0 | 0 | 0 | 0 | 0 | 0 | 0 | 0 | 0 | 0 | 0 | 0 | 0
TAS1 | VPP | 0 | 0 | 0 | 0 | 0 | 0 | 0 | 0 | 0 | 0 | 0 | 0 | 0 | 0 | 0 | 0 | 0 | 0 | 0 | 0 | 0 | 0 | 0 | 0 | 0 | 0 | 0
Total excluding storage |  | 0 | 0 | 0 | 0 | 0 | 0 | 0 | 0 | 0 | 0 | 0 | 0 | 0 | 0 | 0 | 0 | 0 | 0 | 0 | 0 | 0 | 0 | 0 | 0 | 0 | 0 | 0

## BaseCase_REZ Tx Cost
REZ transmission expansion cost by region ($000s) - BaseCase, Step Change Scenario
REZ Expansion | Real June 2021 dollars discounted to 1 July 2021. As with the total capital costs, the REZ transmission expansion costs are annualised for modelling purposes.
Explicitly modelled generation
Region | Technology | 2023-24 | 2024-25 | 2025-26 | 2026-27 | 2027-28 | 2028-29 | 2029-30 | 2030-31 | 2031-32 | 2032-33 | 2033-34 | 2034-35 | 2035-36 | 2036-37 | 2037-38 | 2038-39 | 2039-40 | 2040-41 | 2041-42 | 2042-43 | 2043-44 | 2044-45 | 2045-46 | 2046-47 | 2047-48 | 2048-49 | 2049-50 | Sum | Raw | Equal
NSW1 | Transmission | 0 | 0.00059083 | 0.00077598 | 0.0009967 | 0.0010443 | 0.0014507 | 0.0022195 | 3387.4204 | 3851.1789 | 7696.169 | 14462.9105 | 13708.9199 | 13028.882 | 12315.0058 | 12891.9581 | 12496.7811 | 11878.259 | 18503.8656 | 17539.2093 | 28460.4376 | 38785.7001 | 36660.5607 | 36581.7076 | 60482.0996 | 69734.6519 | 70823.7805 | 67131.5462 | 550421.0509 | 550421.0509 | TRUE
QLD1 | Transmission | 69.5153 | 65.8376 | 62.4059 | 79.7347 | 89.1976 | 52755.8329 | 50009.0637 | 58126.6791 | 58606.3887 | 75632.9772 | 85899.9716 | 83093.373 | 78886.542 | 75519.4609 | 124334.141 | 118478.3757 | 149720.72 | 166803.7632 | 163564.2881 | 211973.4654 | 219113.1277 | 207230.6125 | 200786.4717 | 210225.3655 | 211967.6251 | 217318.8697 | 231911.3918 | 3052325.1977 | 3052325.1977 | TRUE
VIC1 | Transmission | 0 | 0.00019517 | 0.00020253 | 0.00022508 | 0.00022469 | 0.00023962 | 0.00032037 | 0.00048493 | 0.0012923 | 5853.7174 | 29059.2148 | 27544.2794 | 26504.1032 | 25051.895 | 23745.8725 | 23524.471 | 22811.7045 | 21561.8098 | 20874.7567 | 27776.2786 | 27821.5081 | 26297.1168 | 25108.9586 | 23799.9608 | 23842.5077 | 22536.1331 | 21361.2639 | 425075.5548 | 425075.5548 | TRUE
SA1 | Transmission | 57.1304 | 1396.3439 | 1389.8947 | 2619.2538 | 2489.3246 | 2381.2586 | 2257.4964 | 2139.8822 | 2033.7324 | 2246.3053 | 2129.2013 | 2018.2018 | 1919.2102 | 1814.0538 | 16615.4172 | 16689.2909 | 16038.1169 | 19199.9634 | 18205.2823 | 21236.6621 | 41345.0644 | 40219.4931 | 38682.3717 | 43715.8594 | 44362.5923 | 43520.9865 | 41256.8025 | 427979.1923 | 427979.1923 | TRUE
TAS1 | Transmission | 0 | 0.00047668 | 59.3395 | 427.2261 | 6519.8122 | 6162.5822 | 5841.3102 | 5536.787 | 5262.132 | 4973.8105 | 4714.5124 | 4468.7322 | 4247.0585 | 4014.3545 | 3805.0754 | 3606.7066 | 3427.7941 | 3239.979 | 3071.0702 | 2910.9673 | 2962.42 | 2846.4417 | 2698.0493 | 2557.3927 | 2430.532 | 2297.3587 | 2177.5913 | 90259.0362 | 90259.0362 | TRUE
NEM | Total | 126.6457 | 1462.1827 | 1511.6411 | 3126.2158 | 9098.3357 | 61299.6754 | 58107.8729 | 69190.7691 | 69753.4333 | 96402.9794 | 136265.8105 | 130833.5064 | 124585.7958 | 118714.77 | 181392.4642 | 174795.6253 | 203876.5946 | 229309.381 | 223254.6066 | 292357.8111 | 330027.8203 | 313254.2248 | 303857.5588 | 340780.678 | 352337.909 | 356497.1286 | 363838.5957

## BaseCase_USE+DSP Cost
USE+DSP cost by region ($000s) - BaseCase, Step Change Scenario
USE+DSP | Real June 2021 dollars discounted to 1 July 2021
Explicitly modelled generation
Region | Technology | 2023-24 | 2024-25 | 2025-26 | 2026-27 | 2027-28 | 2028-29 | 2029-30 | 2030-31 | 2031-32 | 2032-33 | 2033-34 | 2034-35 | 2035-36 | 2036-37 | 2037-38 | 2038-39 | 2039-40 | 2040-41 | 2041-42 | 2042-43 | 2043-44 | 2044-45 | 2045-46 | 2046-47 | 2047-48 | 2048-49 | 2049-50
NSW1 | USE+DSP | 32851.4762 | 37654.4588 | 111046.5692 | 1189.4485 | 14657.0855 | 18.2312 | 0.13341 | 816.8256 | 0.1347 | 817.8988 | 10024.2914 | 24.9877 | 414.6873 | 98.3352 | 6031.1437 | 0.13756 | 2578.8116 | 10019.6818 | 6241.4602 | 10283.9155 | 13563.3615 | 9574.8073 | 11581.4483 | 13279.1275 | 11311.4042 | 11236.3195 | 12604.2568
QLD1 | USE+DSP | 0.015808 | 0.015666 | 0.015979 | 576.9973 | 22.9009 | 76973.2161 | 0.01644 | 3218.5483 | 1262.6104 | 808.6967 | 1004.9579 | 2516.5985 | 2594.6266 | 897.1931 | 5600.7806 | 0.016951 | 8368.0427 | 11232.1166 | 12784.5678 | 34784.1932 | 47783.3731 | 40715.3782 | 51901.7772 | 58293.497 | 54076.6971 | 57485.0292 | 57020.7296
VIC1 | USE+DSP | 26910.2811 | 20619.7062 | 24.5136 | 30511.0729 | 433.0433 | 0.17143 | 665.7095 | 676.1291 | 0.17348 | 920.0767 | 147.6315 | 405.9759 | 2578.8303 | 83.3675 | 2608.232 | 15.0468 | 1926.3269 | 3923.2134 | 6142.9135 | 5642.9287 | 6661.3926 | 6592.8112 | 5537.3015 | 4744.3094 | 5216.0208 | 8168.1292 | 9317.0025
SA1 | USE+DSP | 808.6517 | 0.018469 | 8.8026 | 846.8691 | 204.3332 | 0.018972 | 0.018907 | 857.0239 | 0.019121 | 753.073 | 0.019518 | 81.6509 | 940.8502 | 147.0633 | 4707.7081 | 0.020156 | 649.5034 | 2814.8359 | 2389.9621 | 3574.8565 | 5878.492 | 4275.4368 | 4525.0269 | 4759.0534 | 4668.8658 | 6117.2278 | 6385.6043
TAS1 | USE+DSP | 0.011136 | 0.011001 | 0.011072 | 0.011124 | 0.011141 | 0.011174 | 0.0113 | 36.2347 | 0.011655 | 43.8491 | 0.011866 | 86.1595 | 675.1613 | 79.3807 | 335.1979 | 0.01245 | 245.2185 | 1267.1073 | 1845.1015 | 1654.5559 | 2068.4777 | 1848.1022 | 1265.5733 | 1879.6014 | 1755.5992 | 2706.7567 | 1835.2095
NEM | Total | 60570.4359 | 58274.2101 | 111079.9125 | 33124.3989 | 15317.3741 | 76991.6489 | 665.8895 | 5604.7616 | 1262.9493 | 3343.5943 | 11176.9122 | 3115.3725 | 7204.1557 | 1305.3397 | 19283.0623 | 15.2339 | 13767.9031 | 29256.955 | 29404.0052 | 55940.4497 | 75955.0969 | 63006.5358 | 74811.1271 | 82955.5889 | 77028.5872 | 85713.4624 | 87162.8027

## Option 3A_CF
Annual capacity factor by technology - Option 3A, Step Change Scenario
Explicitly modelled generation
Region | Technology | 2023-24 | 2024-25 | 2025-26 | 2026-27 | 2027-28 | 2028-29 | 2029-30 | 2030-31 | 2031-32 | 2032-33 | 2033-34 | 2034-35 | 2035-36 | 2036-37 | 2037-38 | 2038-39 | 2039-40 | 2040-41 | 2041-42 | 2042-43 | 2043-44 | 2044-45 | 2045-46 | 2046-47 | 2047-48 | 2048-49 | 2049-50
NEM | Black Coal | 58.97% | 51.62% | 52.68% | 63.31% | 60.3% | 61.88% | 63.4% | 59.8% | 57.7% | 58.61% | 62.67% | 62.51% | 54.71% | 53.16% | 55.63% | 52.7% | 56.02% | 44.63% | 43.61% | - | - | - | - | - | - | - | -
NEM | Brown Coal | 68.73% | 60.14% | 65.88% | 62.99% | 63.47% | 63.58% | 66.19% | 63.72% | 50.8% | - | - | - | - | - | - | - | - | - | - | - | - | - | - | - | - | - | -
NEM | CCGT | 8.14% | 6.614% | 12.96% | 16.41% | 16.84% | 19.65% | 22.84% | 26.92% | 23.72% | 23.07% | 31.16% | 35.7% | 26.72% | 28.13% | 27.33% | 30.81% | 30.95% | 26.47% | 22.61% | 26.15% | 27.81% | 22.35% | 24.1% | 28.9% | 28.46% | 28.04% | 28.74%
NEM | Gas - Steam | 0.9865% | 0.9479% | 2.996% | 3.749% | 2.496% | 5.251% | 4.413% | 22.65% | 4.213% | 8.974% | 7.965% | 14.04% | 8.661% | 11.8% | 12.9% | 12.76% | - | - | - | - | - | - | - | - | - | - | -
NEM | OCGT / Diesel | 0.3094% | 0.2412% | 0.5399% | 0.5885% | 0.4336% | 0.6013% | 0.5021% | 2.293% | 1.093% | 1.801% | 3.563% | 6.701% | 3.794% | 5.04% | 3.931% | 3.629% | 9.51% | 9.243% | 4.666% | 6.457% | 10.44% | 5.578% | 6.906% | 8.376% | 6.222% | 7.574% | 7.754%
NEM | Hydro | 26.73% | 24.18% | 24.67% | 23.87% | 20.41% | 25.09% | 27.01% | 26.17% | 24.82% | 23.66% | 25.99% | 26.49% | 24.29% | 22.46% | 26.41% | 23.84% | 22.45% | 21.39% | 20.01% | 22.91% | 23.58% | 21.25% | 20.17% | 26.66% | 25.28% | 25.19% | 24.3%
NEM | Hydrogen Turbine | bar: 2023-24 to 2049-50
NEM | Wind | 32.72% | 33.4% | 34.06% | 35.48% | 37.25% | 36.21% | 35.95% | 34.97% | 36.68% | 35.3% | 34.46% | 33.87% | 35.03% | 36.02% | 34.69% | 34.79% | 34.01% | 34.15% | 33.49% | 32.8% | 32.17% | 32.93% | 34.01% | 33.12% | 32.38% | 31.85% | 31.64%
NEM | Solar PV | 26.37% | 22.22% | 23.44% | 24.67% | 24.44% | 22.4% | 23.53% | 24.32% | 24.71% | 24.76% | 24.3% | 23.65% | 24.36% | 24.45% | 20.78% | 21.92% | 21.74% | 20.31% | 21.26% | 20.9% | 20.03% | 20% | 20.5% | 17.85% | 18% | 18.73% | 18.2%
NEM | Grid Battery | 4.762% | 4.718% | 7.353% | 11.15% | 15.25% | 17.37% | 17.59% | 19.33% | 18.64% | 20.87% | 19.86% | 19.23% | 20.03% | 20.24% | 18.26% | 18.53% | 20.03% | 19.15% | 20.95% | 20.5% | 19.61% | 19.37% | 20.19% | 17.08% | 16.81% | 17.34% | 16.68%
NEM | Pumped Hydro | 7.629% | 12.59% | 13.03% | 19.42% | 9.891% | 13.35% | 14.78% | 19.35% | 19.79% | 18.77% | 20.34% | 20.42% | 21.48% | 22.17% | 20.21% | 20.63% | 20.74% | 18.08% | 18.71% | 19.1% | 16.91% | 16.28% | 16.07% | 16.84% | 14.67% | 14.75% | 13.3%
NEM | VPP | 7.922% | 8.09% | 8.664% | 8.501% | 8.238% | 7.717% | 7.551% | 7.473% | 7.276% | 7.255% | 7.197% | 6.92% | 7.03% | 7.043% | 6.583% | 6.5% | 6.629% | 6.326% | 6.589% | 6.463% | 6.292% | 6.462% | 6.648% | 6.252% | 6.188% | 6.292% | 6.169%
Region | Technology | 2023-24 | 2024-25 | 2025-26 | 2026-27 | 2027-28 | 2028-29 | 2029-30 | 2030-31 | 2031-32 | 2032-33 | 2033-34 | 2034-35 | 2035-36 | 2036-37 | 2037-38 | 2038-39 | 2039-40 | 2040-41 | 2041-42 | 2042-43 | 2043-44 | 2044-45 | 2045-46 | 2046-47 | 2047-48 | 2048-49 | 2049-50
NSW1 | Black Coal | 57.9% | 48.23% | 44.38% | 64.23% | 58.52% | 64.23% | 66.94% | 57.5% | 56.49% | 57.27% | 61.65% | 63.19% | 55.47% | 49.28% | 54.41% | 54.34% | - | - | - | - | - | - | - | - | - | - | -
NSW1 | Brown Coal | bar: 2023-24 to 2049-50
NSW1 | CCGT | 0.3544% | 0.1609% | 7.94% | 17.48% | 19.84% | 17.02% | 28.68% | 28.77% | 26.27% | 23.92% | 36.42% | 43.04% | 27.86% | 28.92% | 29.35% | 35.76% | 36.91% | 29.22% | 25.56% | 30.17% | - | - | - | - | - | - | -
NSW1 | Gas - Steam | bar: 2023-24 to 2049-50
NSW1 | OCGT / Diesel | 0.05169% | 0.02283% | 0.1551% | 0.1465% | 0.1192% | 0.02425% | 0.0001776% | 0.663% | 0.1046% | 0.5075% | 1.048% | 3.876% | 1.729% | 3.144% | 1.714% | 1.937% | 7.186% | 8.893% | 4.082% | 5.068% | 9.825% | 5.784% | 8.368% | 7.389% | 7.116% | 6.336% | 8.154%
NSW1 | Hydro | 9.225% | 12.9% | 13.51% | 13.58% | 11.34% | 16.25% | 13.82% | 14.02% | 13.23% | 11.71% | 14.45% | 15.12% | 14.01% | 12.37% | 17.06% | 14.18% | 12.66% | 12.25% | 11.19% | 13.05% | 13.38% | 12.12% | 10.44% | 16.08% | 15.7% | 15.72% | 15.24%
NSW1 | Hydrogen Turbine | bar: 2023-24 to 2049-50
NSW1 | Wind | 36.22% | 33.88% | 34.02% | 35.41% | 35.92% | 36.38% | 34.49% | 34.21% | 34.01% | 34.12% | 33.23% | 32.74% | 34.11% | 34.1% | 34.53% | 32.93% | 32.69% | 30.69% | 31.99% | 30.78% | 29.77% | 30.93% | 31.4% | 32.28% | 30.11% | 29.89% | 28.06%
NSW1 | Solar PV | 26.89% | 21.21% | 22.17% | 24.47% | 24.69% | 22.42% | 23.24% | 24.66% | 24.47% | 24.7% | 24.33% | 23.63% | 25.01% | 24.77% | 21.15% | 21.77% | 22.62% | 20.65% | 22% | 20.82% | 19.93% | 20.83% | 21.12% | 18.69% | 17.89% | 18.97% | 18.5%
NSW1 | Grid Battery | 4.714% | 5.728% | 12.26% | 23.82% | 24.32% | 22.17% | 22.46% | 24.25% | 22.93% | 23.87% | 22.26% | 20.84% | 22.8% | 22.75% | 21.04% | 21.01% | 21.66% | 20.61% | 22.62% | 21.05% | 19% | 20.2% | 20.76% | 18.03% | 17.23% | 18.46% | 18.32%
NSW1 | Pumped Hydro | 5.258% | 10.47% | 17.33% | 27.19% | 8.947% | 14.68% | 16.07% | 21.26% | 21.76% | 20.8% | 22.9% | 23.02% | 24.28% | 25.49% | 23.92% | 22.36% | 21.15% | 16.43% | 18.03% | 18.41% | 15.61% | 14.7% | 15.59% | 19.38% | 15.05% | 14.4% | 12.15%
NSW1 | VPP | 6.817% | 7.854% | 8.791% | 8.677% | 8.393% | 7.761% | 7.494% | 7.566% | 7.365% | 7.414% | 7.356% | 7.041% | 7.23% | 7.097% | 6.744% | 6.64% | 6.807% | 6.489% | 6.72% | 6.545% | 6.304% | 6.577% | 6.648% | 6.278% | 6.15% | 6.35% | 6.374%
Region | Technology | 2023-24 | 2024-25 | 2025-26 | 2026-27 | 2027-28 | 2028-29 | 2029-30 | 2030-31 | 2031-32 | 2032-33 | 2033-34 | 2034-35 | 2035-36 | 2036-37 | 2037-38 | 2038-39 | 2039-40 | 2040-41 | 2041-42 | 2042-43 | 2043-44 | 2044-45 | 2045-46 | 2046-47 | 2047-48 | 2048-49 | 2049-50
QLD1 | Black Coal | 60.08% | 55.09% | 62% | 62.57% | 61.53% | 60.2% | 61.24% | 61.82% | 58.76% | 60.14% | 63.51% | 61.96% | 54.08% | 56.34% | 56.64% | 51.35% | 56.02% | 44.63% | 43.61% | - | - | - | - | - | - | - | -
QLD1 | Brown Coal | bar: 2023-24 to 2049-50
QLD1 | CCGT | 7.298% | 6.108% | 12.02% | 18.11% | 18.94% | 22.1% | 24.67% | 29.07% | 27.98% | 26.56% | 36.12% | 39.46% | 32.13% | 34.48% | 31.28% | 34.3% | 34.52% | 30.5% | 25.79% | 29.59% | 33.22% | 26.7% | 35.92% | 62.28% | 61.35% | 60.43% | 61.95%
QLD1 | Gas - Steam | bar: 2023-24 to 2049-50
QLD1 | OCGT / Diesel | 0.01426% | 2.557e-06% | 0.01569% | 0.1074% | 0.1441% | 0.1134% | 0.0524% | 2.514% | 2.079% | 2.04% | 7.776% | 10.07% | 7.559% | 10.39% | 4.977% | 4.131% | 9.781% | 8.991% | 4.18% | 7.52% | 9.5% | 5.611% | 8.513% | 10.44% | 4.751% | 6.714% | 6.308%
QLD1 | Hydro | 54.44% | 54.49% | 55.85% | 53.53% | 54.61% | 55.55% | 55.05% | 54.66% | 54.49% | 54.58% | 54.1% | 53.59% | 53.19% | 53.43% | 37.99% | 35.55% | 28.94% | 26.62% | 24.88% | - | - | - | - | - | - | - | -
QLD1 | Hydrogen Turbine | bar: 2023-24 to 2049-50
QLD1 | Wind | 40.69% | 36.72% | 38.83% | 38.6% | 39.89% | 37.77% | 37.35% | 36.88% | 36.19% | 35.57% | 33.52% | 33.39% | 32.98% | 35.12% | 34.52% | 34.1% | 33.82% | 31.73% | 32.32% | 31.11% | 31.32% | 30.54% | 32.3% | 31.86% | 30.77% | 31.6% | 29.71%
QLD1 | Solar PV | 26.9% | 24.11% | 26.31% | 26.61% | 25.77% | 23.22% | 25.49% | 25.42% | 26.3% | 25.87% | 25.4% | 24.93% | 24.99% | 24.96% | 21.12% | 23.54% | 22.09% | 21.37% | 22.01% | 22.64% | 22.2% | 21.29% | 21.31% | 18.57% | 19.66% | 20.29% | 19.79%
QLD1 | Grid Battery | 6.123% | 6.098% | 6.22% | 6.298% | 6.3% | 21.46% | 21.43% | 22.73% | 22.34% | 23.13% | 22.16% | 22.02% | 22.23% | 22.66% | 19.57% | 20.59% | 21.64% | 22.01% | 22.22% | 22.97% | 21.73% | 21.18% | 21.66% | 18.43% | 19.21% | 18.49% | 18.7%
QLD1 | Pumped Hydro | 8.628% | 13.48% | 9.296% | 12.66% | 13.09% | 9.577% | 11.15% | 13.97% | 13.95% | 12.16% | 12.86% | 15.03% | 16.17% | 16.08% | 16.72% | 19.26% | 20.4% | 19.14% | 19.15% | 19.67% | 17.75% | 16.86% | 15.67% | 14.98% | 13.87% | 14.43% | 13.34%
QLD1 | VPP | 8.295% | 8.174% | 8.259% | 8.47% | 8.12% | 7.697% | 7.583% | 7.625% | 7.499% | 7.431% | 7.488% | 7.321% | 7.218% | 7.246% | 6.691% | 6.695% | 6.846% | 6.784% | 6.797% | 6.939% | 6.893% | 6.76% | 6.905% | 6.734% | 6.662% | 6.512% | 6.556%
Region | Technology | 2023-24 | 2024-25 | 2025-26 | 2026-27 | 2027-28 | 2028-29 | 2029-30 | 2030-31 | 2031-32 | 2032-33 | 2033-34 | 2034-35 | 2035-36 | 2036-37 | 2037-38 | 2038-39 | 2039-40 | 2040-41 | 2041-42 | 2042-43 | 2043-44 | 2044-45 | 2045-46 | 2046-47 | 2047-48 | 2048-49 | 2049-50
VIC1 | Black Coal | bar: 2023-24 to 2049-50
VIC1 | Brown Coal | 68.73% | 60.14% | 65.88% | 62.99% | 63.47% | 63.58% | 66.19% | 63.72% | 50.8% | - | - | - | - | - | - | - | - | - | - | - | - | - | - | - | - | - | -
VIC1 | CCGT | bar: 2023-24 to 2049-50
VIC1 | Gas - Steam | 0.386% | 0.4193% | 1.612% | 3.749% | 2.496% | 5.251% | 4.413% | 22.65% | 4.213% | 8.974% | 7.965% | 14.04% | 8.661% | 11.8% | 12.9% | 12.76% | - | - | - | - | - | - | - | - | - | - | -
VIC1 | OCGT / Diesel | 0.1382% | 0.09496% | 0.2358% | 0.879% | 0.5072% | 0.8584% | 0.586% | 2.553% | 0.4538% | 2.108% | 2.016% | 6.047% | 2.876% | 3.018% | 4.696% | 3.935% | 11.84% | 9.718% | 5.411% | 6.86% | 11.64% | 5.622% | 5.622% | 8.201% | 7.242% | 10.29% | 9.809%
VIC1 | Hydro | 13.86% | 16.82% | 17.37% | 16.47% | 13.77% | 20.65% | 17.23% | 14.89% | 14.91% | 13.6% | 16.62% | 17.17% | 16.33% | 13.67% | 20.58% | 17.22% | 14.91% | 14.91% | 13.59% | 16.59% | 17.17% | 16.27% | 13.66% | 20.54% | 20.57% | 20.54% | 20.53%
VIC1 | Hydrogen Turbine | bar: 2023-24 to 2049-50
VIC1 | Wind | 28.18% | 29.23% | 30.05% | 31.45% | 35.79% | 33.54% | 35.05% | 32.71% | 37.26% | 33.4% | 34.09% | 33.35% | 34.86% | 35.99% | 32.45% | 35.21% | 33.56% | 37.54% | 33.7% | 34.52% | 33.77% | 34.99% | 36.28% | 33.42% | 35.52% | 32.9% | 37.04%
VIC1 | Solar PV | 23.27% | 19.92% | 20.08% | 20.39% | 19.92% | 19.73% | 19.52% | 19.25% | 21.76% | 23.03% | 22.08% | 21.4% | 21.92% | 22.74% | 19.78% | 19.43% | 18.73% | 17.34% | 19.12% | 18.24% | 17.35% | 18.26% | 19.24% | 16.48% | 16.6% | 17% | 16.01%
VIC1 | Grid Battery | 4.879% | 4.527% | 5.318% | 5.226% | 5.026% | 4.809% | 4.765% | 10.24% | 9.944% | 12.91% | 12.09% | 11.64% | 14.24% | 14.21% | 12.86% | 12.65% | 14.76% | 13.79% | 18.37% | 17.18% | 16% | 16.54% | 17.04% | 14.58% | 14.36% | 15.55% | 13.56%
VIC1 | Pumped Hydro | - | - | - | - | - | - | - | - | - | - | - | - | - | - | - | - | - | - | - | - | - | 24.6% | 26.5% | 23.67% | 22.41% | 23.29% | 23.41%
VIC1 | VPP | 8.346% | 7.859% | 9.411% | 8.901% | 8.594% | 7.972% | 7.768% | 7.398% | 7.037% | 6.964% | 6.699% | 6.459% | 6.746% | 6.856% | 6.353% | 6.232% | 6.34% | 5.772% | 6.367% | 6.034% | 5.683% | 6.161% | 6.444% | 5.892% | 6.008% | 6.174% | 5.786%
Region | Technology | 2023-24 | 2024-25 | 2025-26 | 2026-27 | 2027-28 | 2028-29 | 2029-30 | 2030-31 | 2031-32 | 2032-33 | 2033-34 | 2034-35 | 2035-36 | 2036-37 | 2037-38 | 2038-39 | 2039-40 | 2040-41 | 2041-42 | 2042-43 | 2043-44 | 2044-45 | 2045-46 | 2046-47 | 2047-48 | 2048-49 | 2049-50
SA1 | Black Coal | bar: 2023-24 to 2049-50
SA1 | Brown Coal | bar: 2023-24 to 2049-50
SA1 | CCGT | 17.26% | 16.11% | 25.06% | 16.83% | 14.64% | 22.15% | 21.43% | 29.48% | 18.07% | 20.86% | 24.07% | 32.29% | 19.95% | 23.97% | - | - | - | - | - | - | - | - | - | - | - | - | -
SA1 | Gas - Steam | 1.362% | 1.278% | 3.861% | - | - | - | - | - | - | - | - | - | - | - | - | - | - | - | - | - | - | - | - | - | - | - | -
SA1 | OCGT / Diesel | 1.298% | 1.178% | 2.398% | 1.723% | 1.346% | 2.082% | 1.994% | 5.721% | 2.886% | 4.97% | 7.141% | 12.09% | 6.976% | 8.092% | 9.537% | 9.929% | 14.94% | 11% | 7.24% | 9.174% | 12.14% | 4.487% | 4.123% | 2.617% | 1.561% | 2.783% | 3.004%
SA1 | Hydro | bar: 2023-24 to 2049-50
SA1 | Hydrogen Turbine | bar: 2023-24 to 2049-50
SA1 | Wind | 32.81% | 32.43% | 31.4% | 34.83% | 34.63% | 33.28% | 33.29% | 32.03% | 34.33% | 32.4% | 33.1% | 29.92% | 34.5% | 34.83% | 32.65% | 33.72% | 32% | 33.49% | 31.25% | 31.87% | 29.42% | 32.43% | 32.75% | 31.08% | 31.23% | 29.78% | 30.28%
SA1 | Solar PV | 25.45% | 21.87% | 22.55% | 21.75% | 21.95% | 21.68% | 20.91% | 20.04% | 19.82% | 22.2% | 21.09% | 21.27% | 21.49% | 23.05% | 19.04% | 19.19% | 18.47% | 17.06% | 18.83% | 16.63% | 16.53% | 16.31% | 18.15% | 15.1% | 14.49% | 15.11% | 14.48%
SA1 | Grid Battery | 4.393% | 4.474% | 4.326% | 4.26% | 4.262% | 4.17% | 4.116% | 4.236% | 4.116% | 14.83% | 14.08% | 13.78% | 15.25% | 15.78% | 15.54% | 15.4% | 15.61% | 15.57% | 18.07% | 15.52% | 18.44% | 16.91% | 19.11% | 15.18% | 13.46% | 14.68% | 12.67%
SA1 | Pumped Hydro | bar: 2023-24 to 2049-50
SA1 | VPP | 9.092% | 9.069% | 8.675% | 8.174% | 7.99% | 7.679% | 7.584% | 7.371% | 7.167% | 7.256% | 7.333% | 6.87% | 6.922% | 7.156% | 6.708% | 6.588% | 6.481% | 6.181% | 6.494% | 6.269% | 6.47% | 6.384% | 6.858% | 6.145% | 5.848% | 6.17% | 5.721%
Region | Technology | 2023-24 | 2024-25 | 2025-26 | 2026-27 | 2027-28 | 2028-29 | 2029-30 | 2030-31 | 2031-32 | 2032-33 | 2033-34 | 2034-35 | 2035-36 | 2036-37 | 2037-38 | 2038-39 | 2039-40 | 2040-41 | 2041-42 | 2042-43 | 2043-44 | 2044-45 | 2045-46 | 2046-47 | 2047-48 | 2048-49 | 2049-50
TAS1 | Black Coal | bar: 2023-24 to 2049-50
TAS1 | Brown Coal | bar: 2023-24 to 2049-50
TAS1 | CCGT | bar: 2023-24 to 2049-50
TAS1 | Gas - Steam | bar: 2023-24 to 2049-50
TAS1 | OCGT / Diesel | 6.059e-06% | 1.24e-05% | 1.317e-05% | 0.01166% | 1.446e-05% | 1.539e-05% | 0.08967% | 0.3033% | 0.1323% | 0.6221% | 0.2715% | 1.322% | 0.8097% | 0.8238% | 1.055% | 0.769% | 3.569% | 1.909% | 1.134% | 1.982% | 2.256% | 0.9182% | 1.152% | 1.173% | 0.796% | 2.296% | 1.832%
TAS1 | Hydro | 53.82% | 40.06% | 40.34% | 38.85% | 33.25% | 35.96% | 47.06% | 46.51% | 43.33% | 42.56% | 44.03% | 44.4% | 39.81% | 38.38% | 40.53% | 38.97% | 38.66% | 36.05% | 34.31% | 38.27% | 39.36% | 34.7% | 35.58% | 42.58% | 38.92% | 38.69% | 36.62%
TAS1 | Hydrogen Turbine | bar: 2023-24 to 2049-50
TAS1 | Wind | 37.86% | 44.81% | 47.84% | 48.2% | 50.66% | 47.23% | 47.49% | 46.59% | 48.96% | 48.77% | 46.45% | 47.97% | 48.75% | 50.84% | 48.65% | 47.35% | 46.47% | 50.2% | 48.89% | 46.85% | 48.83% | 50.6% | 52.19% | 50.5% | 49.08% | 48.01% | 52.01%
TAS1 | Solar PV | - | - | - | - | - | - | - | - | - | - | - | - | - | - | - | - | - | 17.2% | 17.96% | 19.93% | 18.85% | 19.7% | 19.8% | 16.86% | 18.79% | 18.98% | 17.85%
TAS1 | Grid Battery | bar: 2023-24 to 2049-50
TAS1 | Pumped Hydro | - | - | - | - | - | - | - | 18.98% | 25.14% | 20.32% | 20.77% | 19.34% | 19.61% | 19.56% | 20.41% | 19.62% | 20.78% | 19.4% | 19.26% | 19.04% | 17.92% | 18.56% | 18.56% | 17.27% | 17.01% | 16.96% | 16.18%
TAS1 | VPP | 0.7726% | 3.549% | 3.013% | 3.529% | 4.286% | 4.321% | 5.21% | 5.507% | 6.275% | 5.809% | 5.736% | 5.022% | 5.064% | 5.092% | 4.656% | 4.327% | 4.872% | 4.536% | 4.755% | 4.6% | 4.241% | 4.556% | 4.714% | 4.103% | 4.212% | 4.477% | 4.317%
Explicitly modelled pumping
Region | Technology | 2023-24 | 2024-25 | 2025-26 | 2026-27 | 2027-28 | 2028-29 | 2029-30 | 2030-31 | 2031-32 | 2032-33 | 2033-34 | 2034-35 | 2035-36 | 2036-37 | 2037-38 | 2038-39 | 2039-40 | 2040-41 | 2041-42 | 2042-43 | 2043-44 | 2044-45 | 2045-46 | 2046-47 | 2047-48 | 2048-49 | 2049-50
NEM | Grid Battery pump | 5.934% | 5.903% | 9.116% | 13.85% | 18.83% | 21.2% | 21.51% | 23.57% | 22.79% | 25.32% | 24.11% | 23.35% | 24.28% | 24.55% | 22.2% | 22.49% | 24.2% | 23.24% | 25.28% | 24.8% | 23.65% | 23.4% | 24.42% | 20.59% | 20.34% | 20.89% | 20.13%
NEM | Pumped Hydro Pump | 11.2% | 19.48% | 18.35% | 26.92% | 16.05% | 17.62% | 20.84% | 26% | 27.92% | 25.17% | 28.12% | 26.69% | 28.89% | 30.31% | 26.77% | 27.63% | 27.24% | 24.17% | 24.42% | 25.52% | 21.61% | 21.4% | 21.63% | 21.95% | 19.44% | 19.18% | 17.07%
NEM | VPP pump | 9.293% | 9.529% | 10.2% | 9.993% | 9.704% | 9.069% | 8.893% | 8.785% | 8.579% | 8.526% | 8.469% | 8.143% | 8.266% | 8.284% | 7.76% | 7.652% | 7.781% | 7.463% | 7.735% | 7.612% | 7.397% | 7.603% | 7.833% | 7.343% | 7.293% | 7.389% | 7.255%
Region | Technology | 2023-24 | 2024-25 | 2025-26 | 2026-27 | 2027-28 | 2028-29 | 2029-30 | 2030-31 | 2031-32 | 2032-33 | 2033-34 | 2034-35 | 2035-36 | 2036-37 | 2037-38 | 2038-39 | 2039-40 | 2040-41 | 2041-42 | 2042-43 | 2043-44 | 2044-45 | 2045-46 | 2046-47 | 2047-48 | 2048-49 | 2049-50
NSW1 | Grid Battery pump | 5.591% | 6.819% | 14.76% | 28.68% | 29.36% | 26.67% | 27.1% | 29.17% | 27.69% | 28.73% | 26.82% | 25.1% | 27.45% | 27.41% | 25.44% | 25.32% | 26.04% | 24.92% | 27.21% | 25.37% | 22.86% | 24.34% | 25.1% | 21.64% | 20.84% | 22.17% | 22.07%
NSW1 | Pumped Hydro Pump | 9.077% | 17.39% | 20.34% | 30.77% | 15.06% | 18.45% | 21.87% | 27.27% | 29.59% | 26.71% | 30.48% | 28.5% | 31.27% | 33.38% | 29.96% | 29.28% | 26.81% | 21.67% | 22.8% | 24.39% | 18.9% | 18.96% | 20.66% | 24% | 19.32% | 17.67% | 14.95%
NSW1 | VPP pump | 7.994% | 9.244% | 10.34% | 10.21% | 9.878% | 9.127% | 8.817% | 8.903% | 8.685% | 8.708% | 8.654% | 8.289% | 8.499% | 8.349% | 7.958% | 7.814% | 7.987% | 7.656% | 7.884% | 7.703% | 7.416% | 7.737% | 7.841% | 7.367% | 7.256% | 7.451% | 7.498%
Region | Technology | 2023-24 | 2024-25 | 2025-26 | 2026-27 | 2027-28 | 2028-29 | 2029-30 | 2030-31 | 2031-32 | 2032-33 | 2033-34 | 2034-35 | 2035-36 | 2036-37 | 2037-38 | 2038-39 | 2039-40 | 2040-41 | 2041-42 | 2042-43 | 2043-44 | 2044-45 | 2045-46 | 2046-47 | 2047-48 | 2048-49 | 2049-50
QLD1 | Grid Battery pump | 7.268% | 7.259% | 7.425% | 7.477% | 7.5% | 25.85% | 25.81% | 27.37% | 26.99% | 27.82% | 26.71% | 26.58% | 26.73% | 27.28% | 23.66% | 24.77% | 26.04% | 26.58% | 26.77% | 27.69% | 26.16% | 25.52% | 26.07% | 22.26% | 23.09% | 22.3% | 22.51%
QLD1 | Pumped Hydro Pump | 15% | 23.23% | 14.72% | 19.91% | 20.66% | 14.45% | 16.89% | 21.19% | 21.24% | 18.33% | 19.4% | 22% | 23.59% | 23.65% | 23.09% | 26.15% | 27.67% | 26.33% | 25.94% | 26.78% | 23.92% | 22.94% | 21.59% | 20.04% | 18.74% | 19.68% | 17.77%
QLD1 | VPP pump | 9.731% | 9.617% | 9.742% | 9.947% | 9.553% | 9.055% | 8.922% | 8.97% | 8.846% | 8.722% | 8.816% | 8.625% | 8.485% | 8.517% | 7.896% | 7.866% | 8.043% | 7.995% | 7.994% | 8.165% | 8.108% | 7.954% | 8.119% | 7.93% | 7.828% | 7.667% | 7.704%
Region | Technology | 2023-24 | 2024-25 | 2025-26 | 2026-27 | 2027-28 | 2028-29 | 2029-30 | 2030-31 | 2031-32 | 2032-33 | 2033-34 | 2034-35 | 2035-36 | 2036-37 | 2037-38 | 2038-39 | 2039-40 | 2040-41 | 2041-42 | 2042-43 | 2043-44 | 2044-45 | 2045-46 | 2046-47 | 2047-48 | 2048-49 | 2049-50
VIC1 | Grid Battery pump | 5.794% | 5.407% | 6.33% | 6.205% | 6.001% | 5.708% | 5.69% | 12.28% | 11.97% | 15.52% | 14.54% | 13.98% | 17.12% | 17.11% | 15.47% | 15.29% | 17.71% | 16.68% | 22.09% | 20.79% | 19.2% | 19.92% | 20.62% | 17.47% | 17.4% | 18.64% | 16.33%
VIC1 | Pumped Hydro Pump | - | - | - | - | - | - | - | - | - | - | - | - | - | - | - | - | - | - | - | - | - | 32.37% | 35.23% | 30.78% | 29.84% | 30.29% | 30.81%
VIC1 | VPP pump | 9.792% | 9.273% | 11.08% | 10.46% | 10.14% | 9.36% | 9.16% | 8.686% | 8.301% | 8.188% | 7.889% | 7.585% | 7.933% | 8.066% | 7.475% | 7.355% | 7.437% | 6.814% | 7.468% | 7.121% | 6.665% | 7.248% | 7.604% | 6.91% | 7.092% | 7.241% | 6.807%
Region | Technology | 2023-24 | 2024-25 | 2025-26 | 2026-27 | 2027-28 | 2028-29 | 2029-30 | 2030-31 | 2031-32 | 2032-33 | 2033-34 | 2034-35 | 2035-36 | 2036-37 | 2037-38 | 2038-39 | 2039-40 | 2040-41 | 2041-42 | 2042-43 | 2043-44 | 2044-45 | 2045-46 | 2046-47 | 2047-48 | 2048-49 | 2049-50
SA1 | Grid Battery pump | 5.785% | 5.913% | 5.705% | 5.625% | 5.643% | 5.492% | 5.45% | 5.624% | 5.474% | 18.79% | 17.78% | 17.41% | 19.11% | 19.77% | 19.33% | 19.22% | 19.35% | 19.24% | 22.09% | 19.09% | 22.5% | 20.65% | 23.4% | 18.45% | 16.51% | 17.84% | 15.47%
SA1 | Pumped Hydro Pump | bar: 2023-24 to 2049-50
SA1 | VPP pump | 10.67% | 10.68% | 10.19% | 9.616% | 9.424% | 9.013% | 8.946% | 8.654% | 8.43% | 8.556% | 8.613% | 8.08% | 8.143% | 8.419% | 7.892% | 7.773% | 7.605% | 7.293% | 7.618% | 7.389% | 7.608% | 7.512% | 8.076% | 7.212% | 6.904% | 7.237% | 6.731%
Region | Technology | 2023-24 | 2024-25 | 2025-26 | 2026-27 | 2027-28 | 2028-29 | 2029-30 | 2030-31 | 2031-32 | 2032-33 | 2033-34 | 2034-35 | 2035-36 | 2036-37 | 2037-38 | 2038-39 | 2039-40 | 2040-41 | 2041-42 | 2042-43 | 2043-44 | 2044-45 | 2045-46 | 2046-47 | 2047-48 | 2048-49 | 2049-50
TAS1 | Grid Battery pump | bar: 2023-24 to 2049-50
TAS1 | Pumped Hydro Pump | - | - | - | - | - | - | - | 24.98% | 33.16% | 26.73% | 27.61% | 25.17% | 25.8% | 26.03% | 26.59% | 25.89% | 27.28% | 25.84% | 25.04% | 25.06% | 23.62% | 24.37% | 24.72% | 22.42% | 22.69% | 22% | 21.29%
TAS1 | VPP pump | 0.8823% | 4.191% | 3.538% | 4.151% | 5.068% | 5.065% | 6.154% | 6.459% | 7.382% | 6.838% | 6.749% | 5.907% | 5.955% | 6.014% | 5.456% | 5.092% | 5.731% | 5.359% | 5.575% | 5.412% | 4.988% | 5.359% | 5.569% | 4.804% | 4.979% | 5.245% | 5.079%
Non-controllable capacity
Region | Technology | 2023-24 | 2024-25 | 2025-26 | 2026-27 | 2027-28 | 2028-29 | 2029-30 | 2030-31 | 2031-32 | 2032-33 | 2033-34 | 2034-35 | 2035-36 | 2036-37 | 2037-38 | 2038-39 | 2039-40 | 2040-41 | 2041-42 | 2042-43 | 2043-44 | 2044-45 | 2045-46 | 2046-47 | 2047-48 | 2048-49 | 2049-50
NEM | Distributed PV | 14.23% | 13.97% | 13.66% | 14.76% | 14.89% | 13.44% | 14.16% | 14.79% | 15.16% | 15.21% | 14.84% | 14.44% | 15.53% | 15.58% | 13.97% | 14.7% | 15.35% | 15.67% | 15.69% | 15.31% | 14.87% | 15.93% | 15.94% | 14.29% | 15.04% | 15.67% | 15.97%
NEM | Behind the meter battery | 4.897% | 4.862% | 4.791% | 4.705% | 4.639% | 4.529% | 4.488% | 4.437% | 4.376% | 4.329% | 4.385% | 4.417% | 4.433% | 4.398% | 4.361% | 4.299% | 4.266% | 4.207% | 4.151% | 4.111% | 4.152% | 4.184% | 4.217% | 4.239% | 4.261% | 4.237% | 4.213%
NEM | Behind the meter battery pump | 5.764% | 5.722% | 5.638% | 5.537% | 5.461% | 5.329% | 5.283% | 5.222% | 5.15% | 5.095% | 5.16% | 5.199% | 5.218% | 5.177% | 5.133% | 5.06% | 5.021% | 4.95% | 4.886% | 4.838% | 4.886% | 4.925% | 4.963% | 4.99% | 5.016% | 4.988% | 4.958%
Region | Technology | 2023-24 | 2024-25 | 2025-26 | 2026-27 | 2027-28 | 2028-29 | 2029-30 | 2030-31 | 2031-32 | 2032-33 | 2033-34 | 2034-35 | 2035-36 | 2036-37 | 2037-38 | 2038-39 | 2039-40 | 2040-41 | 2041-42 | 2042-43 | 2043-44 | 2044-45 | 2045-46 | 2046-47 | 2047-48 | 2048-49 | 2049-50
NSW1 | Distributed PV | 13.95% | 13.97% | 13.61% | 15.11% | 14.98% | 13.37% | 13.79% | 14.67% | 15.35% | 14.94% | 14.77% | 14.29% | 15.76% | 15.56% | 13.87% | 14.28% | 15.19% | 15.83% | 15.4% | 15.21% | 14.69% | 16.12% | 15.89% | 14.16% | 14.59% | 15.47% | 16.09%
NSW1 | Behind the meter battery | 4.884% | 4.831% | 4.757% | 4.683% | 4.62% | 4.52% | 4.491% | 4.444% | 4.405% | 4.375% | 4.441% | 4.454% | 4.456% | 4.412% | 4.358% | 4.289% | 4.257% | 4.188% | 4.148% | 4.121% | 4.175% | 4.211% | 4.237% | 4.254% | 4.256% | 4.24% | 4.206%
NSW1 | Behind the meter battery pump | 5.747% | 5.687% | 5.598% | 5.511% | 5.44% | 5.32% | 5.287% | 5.232% | 5.182% | 5.148% | 5.225% | 5.24% | 5.245% | 5.193% | 5.129% | 5.046% | 5.012% | 4.928% | 4.883% | 4.849% | 4.911% | 4.959% | 4.986% | 5.008% | 5.011% | 4.991% | 4.951%
Region | Technology | 2023-24 | 2024-25 | 2025-26 | 2026-27 | 2027-28 | 2028-29 | 2029-30 | 2030-31 | 2031-32 | 2032-33 | 2033-34 | 2034-35 | 2035-36 | 2036-37 | 2037-38 | 2038-39 | 2039-40 | 2040-41 | 2041-42 | 2042-43 | 2043-44 | 2044-45 | 2045-46 | 2046-47 | 2047-48 | 2048-49 | 2049-50
QLD1 | Distributed PV | 15.03% | 14.46% | 14.67% | 15.73% | 15.87% | 13.4% | 14.58% | 15.12% | 16% | 15.82% | 15.21% | 15.39% | 16.39% | 16.42% | 13.85% | 15.06% | 15.64% | 16.42% | 16.23% | 15.62% | 15.79% | 16.72% | 16.74% | 14.11% | 15.37% | 15.91% | 16.71%
QLD1 | Behind the meter battery | 4.94% | 4.904% | 4.833% | 4.738% | 4.663% | 4.563% | 4.529% | 4.478% | 4.408% | 4.348% | 4.393% | 4.421% | 4.437% | 4.396% | 4.354% | 4.3% | 4.282% | 4.232% | 4.163% | 4.125% | 4.169% | 4.194% | 4.229% | 4.244% | 4.261% | 4.245% | 4.236%
QLD1 | Behind the meter battery pump | 5.815% | 5.773% | 5.687% | 5.578% | 5.487% | 5.368% | 5.33% | 5.269% | 5.189% | 5.118% | 5.17% | 5.205% | 5.223% | 5.176% | 5.124% | 5.063% | 5.038% | 4.98% | 4.9% | 4.855% | 4.906% | 4.935% | 4.976% | 4.996% | 5.017% | 4.999% | 4.984%
Region | Technology | 2023-24 | 2024-25 | 2025-26 | 2026-27 | 2027-28 | 2028-29 | 2029-30 | 2030-31 | 2031-32 | 2032-33 | 2033-34 | 2034-35 | 2035-36 | 2036-37 | 2037-38 | 2038-39 | 2039-40 | 2040-41 | 2041-42 | 2042-43 | 2043-44 | 2044-45 | 2045-46 | 2046-47 | 2047-48 | 2048-49 | 2049-50
VIC1 | Distributed PV | 13.3% | 13.06% | 12.42% | 13.32% | 13.59% | 13.11% | 13.75% | 14.34% | 13.9% | 14.65% | 14.31% | 13.53% | 14.42% | 14.65% | 13.83% | 14.47% | 15.09% | 14.55% | 15.26% | 14.92% | 14.07% | 14.95% | 15.11% | 14.28% | 14.94% | 15.54% | 14.95%
VIC1 | Behind the meter battery | 4.922% | 4.924% | 4.853% | 4.759% | 4.698% | 4.556% | 4.474% | 4.403% | 4.302% | 4.208% | 4.268% | 4.344% | 4.395% | 4.391% | 4.402% | 4.332% | 4.283% | 4.218% | 4.147% | 4.064% | 4.079% | 4.124% | 4.164% | 4.22% | 4.277% | 4.242% | 4.209%
VIC1 | Behind the meter battery pump | 5.794% | 5.795% | 5.709% | 5.602% | 5.531% | 5.362% | 5.266% | 5.18% | 5.063% | 4.951% | 5.023% | 5.115% | 5.172% | 5.166% | 5.183% | 5.097% | 5.041% | 4.963% | 4.88% | 4.783% | 4.802% | 4.853% | 4.9% | 4.969% | 5.033% | 4.993% | 4.954%
Region | Technology | 2023-24 | 2024-25 | 2025-26 | 2026-27 | 2027-28 | 2028-29 | 2029-30 | 2030-31 | 2031-32 | 2032-33 | 2033-34 | 2034-35 | 2035-36 | 2036-37 | 2037-38 | 2038-39 | 2039-40 | 2040-41 | 2041-42 | 2042-43 | 2043-44 | 2044-45 | 2045-46 | 2046-47 | 2047-48 | 2048-49 | 2049-50
SA1 | Distributed PV | 15.11% | 14.83% | 14.15% | 14.8% | 15.36% | 14.69% | 15.37% | 15.62% | 15.63% | 16.06% | 15.54% | 14.77% | 15.4% | 15.93% | 15.16% | 15.87% | 16.14% | 16.14% | 16.55% | 16% | 15.2% | 15.81% | 16.3% | 15.49% | 16.24% | 16.49% | 16.45%
SA1 | Behind the meter battery | 4.815% | 4.725% | 4.641% | 4.542% | 4.474% | 4.387% | 4.404% | 4.389% | 4.377% | 4.405% | 4.448% | 4.451% | 4.434% | 4.377% | 4.295% | 4.252% | 4.207% | 4.164% | 4.135% | 4.149% | 4.202% | 4.208% | 4.244% | 4.225% | 4.248% | 4.192% | 4.182%
SA1 | Behind the meter battery pump | 5.667% | 5.562% | 5.46% | 5.346% | 5.265% | 5.161% | 5.184% | 5.165% | 5.152% | 5.183% | 5.234% | 5.238% | 5.218% | 5.153% | 5.054% | 5.004% | 4.953% | 4.903% | 4.87% | 4.885% | 4.947% | 4.956% | 4.995% | 4.971% | 4.998% | 4.935% | 4.924%
Region | Technology | 2023-24 | 2024-25 | 2025-26 | 2026-27 | 2027-28 | 2028-29 | 2029-30 | 2030-31 | 2031-32 | 2032-33 | 2033-34 | 2034-35 | 2035-36 | 2036-37 | 2037-38 | 2038-39 | 2039-40 | 2040-41 | 2041-42 | 2042-43 | 2043-44 | 2044-45 | 2045-46 | 2046-47 | 2047-48 | 2048-49 | 2049-50
TAS1 | Distributed PV | 12.03% | 12.09% | 11.56% | 12.4% | 12.42% | 12.16% | 12.24% | 12.52% | 12.4% | 12.76% | 12.71% | 12.11% | 12.89% | 12.83% | 12.48% | 12.53% | 12.81% | 12.66% | 12.97% | 12.94% | 12.31% | 13.07% | 12.97% | 12.63% | 12.69% | 12.99% | 12.77%
TAS1 | Behind the meter battery | 4.891% | 4.832% | 4.753% | 4.664% | 4.597% | 4.506% | 4.479% | 4.427% | 4.378% | 4.382% | 4.417% | 4.439% | 4.429% | 4.4% | 4.347% | 4.292% | 4.268% | 4.207% | 4.152% | 4.139% | 4.176% | 4.183% | 4.231% | 4.218% | 4.232% | 4.231% | 4.186%
TAS1 | Behind the meter battery pump | 5.757% | 5.685% | 5.596% | 5.489% | 5.412% | 5.302% | 5.27% | 5.211% | 5.154% | 5.156% | 5.198% | 5.224% | 5.215% | 5.178% | 5.116% | 5.054% | 5.023% | 4.952% | 4.886% | 4.87% | 4.914% | 4.925% | 4.979% | 4.967% | 4.983% | 4.979% | 4.926%

## Option 3A_Generation
Annual sent-out generation by technology (GWh) - Option 3A, Step Change Scenario
Explicitly modelled generation
Region | Technology | 2023-24 | 2024-25 | 2025-26 | 2026-27 | 2027-28 | 2028-29 | 2029-30 | 2030-31 | 2031-32 | 2032-33 | 2033-34 | 2034-35 | 2035-36 | 2036-37 | 2037-38 | 2038-39 | 2039-40 | 2040-41 | 2041-42 | 2042-43 | 2043-44 | 2044-45 | 2045-46 | 2046-47 | 2047-48 | 2048-49 | 2049-50
NEM | Black Coal | 85015.0927 | 74408.5287 | 72714.114 | 67528.0016 | 53651.0342 | 44866.1591 | 40606.5149 | 30971.9497 | 29882.9251 | 26606.5664 | 16920.0473 | 16877.802 | 14770.7617 | 14352.2693 | 15020.2251 | 14227.9209 | 4181.3346 | 1665.6154 | 1627.4789 | 0 | 0 | 0 | 0 | 0 | 0 | 0 | 0
NEM | Brown Coal | 29020.204 | 25393.7311 | 23778.4771 | 18595.4754 | 18736.9598 | 15649.6852 | 9973.604 | 6474.7322 | 5161.8442 | 0 | 0 | 0 | 0 | 0 | 0 | 0 | 0 | 0 | 0 | 0 | 0 | 0 | 0 | 0 | 0 | 0 | 0
NEM | CCGT | 2107.0944 | 1607.7637 | 3149.9806 | 3988.9766 | 4094.0397 | 4776.5224 | 5552.2275 | 6544.7335 | 5765.7422 | 5606.9159 | 7575.1866 | 8678.6267 | 6494.9081 | 5889.2222 | 4455.0982 | 5022.5633 | 4653.4697 | 3980.6829 | 3399.4671 | 3932.6174 | 3109.2413 | 2498.9028 | 1334.1792 | 982.1071 | 967.4145 | 952.9067 | 976.7746
NEM | Gas - Steam | 112.3438 | 107.9451 | 341.1777 | 164.2237 | 109.3115 | 229.996 | 193.287 | 992.1381 | 184.5415 | 393.0805 | 348.8709 | 615.1268 | 379.3666 | 516.7432 | 564.8054 | 558.7018 | 0 | 0 | 0 | 0 | 0 | 0 | 0 | 0 | 0 | 0 | 0
NEM | OCGT / Diesel | 200.089 | 171.8454 | 384.6251 | 419.2296 | 308.8963 | 435.6191 | 363.7393 | 1584.026 | 755.4089 | 1200.7372 | 2190.1343 | 4050.7533 | 2472.9527 | 3285.2735 | 3128.0012 | 2887.5202 | 7201.5181 | 6902.1456 | 3484.5468 | 4768.5367 | 8667.4121 | 5156.8495 | 6384.1688 | 8625.2187 | 6089.1652 | 8984.1143 | 8845.4511
NEM | Hydro | 17541.8744 | 15870.2765 | 16193.994 | 15667.0485 | 13397.9144 | 16468.2661 | 17724.9571 | 17177.4869 | 16293.4019 | 15526.5312 | 17055.2503 | 17385.3343 | 15943.5164 | 14739.7561 | 17131.381 | 15466.1811 | 14565.0816 | 13877.4667 | 12981.2366 | 14727.7058 | 15159.5077 | 13662.2967 | 12968.1973 | 17144.9432 | 16251.5854 | 16195.8952 | 15626.3356
NEM | Hydrogen Turbine | 0 | 0 | 0 | 0 | 0 | 0 | 0 | 0 | 0 | 0 | 0 | 0 | 0 | 0 | 0 | 0 | 0 | 0 | 0 | 0 | 0 | 0 | 0 | 0 | 0 | 0 | 0
NEM | Wind | 28826.698 | 46944.163 | 48018.6947 | 56652.7045 | 74885.5005 | 88868.6408 | 93143.4388 | 100176.2691 | 108590.2324 | 113742.5267 | 121914.9123 | 120010.9875 | 128360.4536 | 134115.704 | 143569.5636 | 142741.9908 | 139592.4501 | 140161.1424 | 138516.8389 | 145482.0949 | 146254.872 | 147863.1659 | 151587.8614 | 170952.7178 | 176034.7464 | 177776.2899 | 177294.423
NEM | Solar PV | 20914.2429 | 19293.39 | 22128.7025 | 23291.8675 | 23080.1544 | 22503.5696 | 25785.7403 | 31310.3719 | 32583.4585 | 39488.2625 | 42512.2453 | 45894.7925 | 47267.4748 | 48023.9625 | 50581.9208 | 55428.7486 | 75644.0128 | 83218.2565 | 96100.2 | 111889.0646 | 116573.0673 | 117334.3187 | 120772.6485 | 114041.5206 | 115580.8589 | 126810.8525 | 131143.7403
NEM | Grid Battery | 419.243 | 415.3183 | 920.9466 | 1396.5251 | 2750.8075 | 5021.9389 | 5200.5113 | 6365.142 | 6187.2936 | 11331.8112 | 11023.442 | 10628.0289 | 12074.219 | 12111.9733 | 11360.9231 | 11533.2479 | 18154.0777 | 19466.5939 | 28121.4094 | 32577.8142 | 32988.2051 | 35121.6514 | 35856.9024 | 30337.8542 | 28938.1213 | 32383.9675 | 31330.1627
NEM | Pumped Hydro | 541.3376 | 893.0678 | 1750.7058 | 2608.6541 | 3115.5771 | 4394.3212 | 4868.2829 | 6455.0888 | 6603.2885 | 7072.1201 | 7663.9331 | 8135.0571 | 8782.3816 | 9063.6247 | 11541.6286 | 11778.3078 | 12624.1898 | 11006.7676 | 11388.6354 | 11623.6223 | 10291.8971 | 10049.1874 | 9917.1229 | 11616.6665 | 10124.7377 | 10177.9452 | 9173.4999
NEM | VPP | 221.1925 | 441.557 | 785.8863 | 1146.0014 | 1546.3591 | 1897.8537 | 2526.4038 | 3059.8568 | 3517.7807 | 4130.6088 | 4853.4 | 5462.0412 | 6367.3805 | 7227.365 | 7528.1735 | 8177.8167 | 8895.92 | 8985.9884 | 9799.62 | 10050.5511 | 10203.6242 | 10930.0048 | 11697.5595 | 11449.582 | 11770.5991 | 12437.2603 | 12644.1304
Total excluding storage |  | 184919.4122 | 185547.5866 | 190167.3045 | 191458.7079 | 195676.5545 | 205112.5721 | 205938.707 | 211111.7951 | 215525.9175 | 225099.1605 | 232057.4222 | 237738.5503 | 242913.415 | 249325.8938 | 264881.7205 | 267822.9991 | 285512.0544 | 289264.6593 | 305419.4331 | 335052.0068 | 343247.8268 | 342616.3772 | 350518.64 | 365150.6101 | 365757.2284 | 385719.2317 | 387034.5175
Region | Technology | 2023-24 | 2024-25 | 2025-26 | 2026-27 | 2027-28 | 2028-29 | 2029-30 | 2030-31 | 2031-32 | 2032-33 | 2033-34 | 2034-35 | 2035-36 | 2036-37 | 2037-38 | 2038-39 | 2039-40 | 2040-41 | 2041-42 | 2042-43 | 2043-44 | 2044-45 | 2045-46 | 2046-47 | 2047-48 | 2048-49 | 2049-50
NSW1 | Black Coal | 42250.5387 | 35196.2946 | 32381.1846 | 30662.5156 | 21173.0698 | 19384.4395 | 16184.7797 | 13902.49 | 13658.2778 | 13847.5709 | 7506.6633 | 7693.7534 | 6754.5398 | 6001.0581 | 6624.9541 | 6616.615 | 0 | 0 | 0 | 0 | 0 | 0 | 0 | 0 | 0 | 0 | 0
NSW1 | Brown Coal | 0 | 0 | 0 | 0 | 0 | 0 | 0 | 0 | 0 | 0 | 0 | 0 | 0 | 0 | 0 | 0 | 0 | 0 | 0 | 0 | 0 | 0 | 0 | 0 | 0 | 0 | 0
NSW1 | CCGT | 13.66 | 6.2 | 306.0531 | 673.6786 | 764.627 | 656.2097 | 1105.4594 | 1108.9742 | 1012.5752 | 922.0726 | 1403.6632 | 1658.9786 | 1073.7759 | 1114.6398 | 1131.3047 | 1378.4058 | 1422.5154 | 1126.2722 | 985.2396 | 1162.7125 | 0 | 0 | 0 | 0 | 0 | 0 | 0
NSW1 | Gas - Steam | 0 | 0 | 0 | 0 | 0 | 0 | 0 | 0 | 0 | 0 | 0 | 0 | 0 | 0 | 0 | 0 | 0 | 0 | 0 | 0 | 0 | 0 | 0 | 0 | 0 | 0 | 0
NSW1 | OCGT / Diesel | 8.5533 | 5.278 | 35.8508 | 33.8618 | 27.5655 | 5.6054 | 0.041061 | 153.2677 | 24.1902 | 117.3298 | 242.2577 | 896.0888 | 399.7598 | 726.7701 | 524.9021 | 593.4238 | 2201.2145 | 2723.9649 | 1250.3994 | 1552.3837 | 3009.5184 | 1504.3654 | 2176.5883 | 2109.7357 | 2031.7891 | 1809.2229 | 2328.1222
NSW1 | Hydro | 2040.5142 | 2854.3267 | 2989.3522 | 3003.8815 | 2507.3156 | 3594.5963 | 3057.0423 | 3100.4627 | 2926.742 | 2589.894 | 3196.8508 | 3343.91 | 3098.4194 | 2736.8581 | 3774.2811 | 3137.3019 | 2799.7345 | 2710.5994 | 2475.1138 | 2885.6483 | 2958.7109 | 2681.9129 | 2308.5321 | 3555.9826 | 3473.5863 | 3477.1897 | 3371.5014
NSW1 | Hydrogen Turbine | 0 | 0 | 0 | 0 | 0 | 0 | 0 | 0 | 0 | 0 | 0 | 0 | 0 | 0 | 0 | 0 | 0 | 0 | 0 | 0 | 0 | 0 | 0 | 0 | 0 | 0 | 0
NSW1 | Wind | 5987.6522 | 13855.5456 | 14065.0648 | 17348.5962 | 27729.2768 | 30582.0606 | 29721.9523 | 29628.4195 | 29458.6397 | 32990.73 | 34230.0098 | 34402.4464 | 40626.9751 | 42690.7652 | 44359.122 | 41719.9204 | 41449.2844 | 38540.4045 | 40441.2005 | 42445.1365 | 44369.184 | 46094.9117 | 46915.6014 | 51841.1877 | 53009.1652 | 51593.0282 | 48153.5134
NSW1 | Solar PV | 8824.4134 | 8285.9972 | 10339.6015 | 11414.817 | 11516.0639 | 11533.3728 | 14031.954 | 18035.8038 | 17898.8568 | 19134.9244 | 20581.1818 | 19992.5275 | 21160.6772 | 21502.671 | 22034.7708 | 23631.1218 | 31081.6221 | 32529.365 | 35233.4041 | 35529.4189 | 34860.1019 | 36433.1391 | 36936.7731 | 36272.9506 | 35685.3553 | 40009.4908 | 41733.7714
NSW1 | Grid Battery | 20.6458 | 25.0907 | 509.8583 | 990.5731 | 2351.3061 | 2873.4026 | 3058.411 | 3301.4279 | 3121.7002 | 4752.6903 | 4433.2308 | 4149.3256 | 4540.4439 | 4430.5382 | 4098.4909 | 4092.1949 | 7159.7473 | 6811.7124 | 9169.6987 | 8818.7636 | 8162.6889 | 9685.1481 | 9216.3697 | 8003.6339 | 6696.9563 | 8735.2656 | 8549.1928
NSW1 | Pumped Hydro | 110.5375 | 220.1672 | 1082.924 | 1699.4161 | 2175.493 | 3569.3746 | 3908.2191 | 5168.0821 | 5291.2365 | 5058.5746 | 5568.8544 | 5597.4791 | 5903.07 | 6197.0417 | 5816.2795 | 5437.7677 | 5142.2268 | 3994.9566 | 4383.4493 | 4477.3567 | 3794.9808 | 3574.9107 | 3789.6382 | 4711.3495 | 3659.8507 | 3501.0348 | 2953.2174
NSW1 | VPP | 58.0371 | 133.3909 | 247.5665 | 362.8138 | 488.1285 | 601.1393 | 803.283 | 999.6976 | 1173.036 | 1415.1827 | 1687.2022 | 1906.0798 | 2255.9007 | 2517.3877 | 2663.6196 | 2885.4715 | 3152.5665 | 3176.4109 | 3439.4486 | 3502.9906 | 3518.2205 | 3828.8011 | 4026.5702 | 3958.0804 | 4026.7815 | 4319.6817 | 4494.5132
Total excluding storage |  | 59314.5522 | 60582.2911 | 61957.4558 | 66190.1539 | 68732.8461 | 72800.2007 | 71871.1418 | 75398.6255 | 74565.2545 | 80828.9694 | 78849.9139 | 79640.5892 | 85813.5617 | 87917.7298 | 91027.7248 | 89492.2229 | 94408.9115 | 91613.6861 | 97377.954 | 100374.4108 | 100673.4054 | 103803.1891 | 105370.073 | 110452.9203 | 108583.4844 | 113444.9138 | 111583.8318
Region | Technology | 2023-24 | 2024-25 | 2025-26 | 2026-27 | 2027-28 | 2028-29 | 2029-30 | 2030-31 | 2031-32 | 2032-33 | 2033-34 | 2034-35 | 2035-36 | 2036-37 | 2037-38 | 2038-39 | 2039-40 | 2040-41 | 2041-42 | 2042-43 | 2043-44 | 2044-45 | 2045-46 | 2046-47 | 2047-48 | 2048-49 | 2049-50
QLD1 | Black Coal | 42764.554 | 39212.2341 | 40332.9294 | 36865.486 | 32477.9644 | 25481.7196 | 24421.7352 | 17069.4597 | 16224.6473 | 12758.9955 | 9413.384 | 9184.0486 | 8016.2219 | 8351.2112 | 8395.271 | 7611.3059 | 4181.3346 | 1665.6154 | 1627.4789 | 0 | 0 | 0 | 0 | 0 | 0 | 0 | 0
QLD1 | Brown Coal | 0 | 0 | 0 | 0 | 0 | 0 | 0 | 0 | 0 | 0 | 0 | 0 | 0 | 0 | 0 | 0 | 0 | 0 | 0 | 0 | 0 | 0 | 0 | 0 | 0 | 0 | 0
QLD1 | CCGT | 1021.5521 | 855.0152 | 1682.4277 | 2535.2985 | 2651.0022 | 3093.8979 | 3453.6309 | 4069.7103 | 3915.9318 | 3718.0878 | 5056.3288 | 5523.3837 | 4496.8105 | 3663.6285 | 3323.7935 | 3644.1575 | 3230.9543 | 2854.4107 | 2414.2275 | 2769.9049 | 3109.2413 | 2498.9028 | 1334.1792 | 982.1071 | 967.4145 | 952.9067 | 976.7746
QLD1 | Gas - Steam | 0 | 0 | 0 | 0 | 0 | 0 | 0 | 0 | 0 | 0 | 0 | 0 | 0 | 0 | 0 | 0 | 0 | 0 | 0 | 0 | 0 | 0 | 0 | 0 | 0 | 0 | 0
QLD1 | OCGT / Diesel | 2.4407 | 0.00043785 | 2.6864 | 18.3964 | 24.6757 | 20.7792 | 9.6049 | 460.8781 | 381.0559 | 374.0052 | 1136.8861 | 1368.8678 | 1027.6349 | 1412.9834 | 980.8954 | 814.1507 | 1927.5619 | 1772.0181 | 823.7343 | 1481.9736 | 1872.3101 | 1105.8452 | 1677.7679 | 3031.8928 | 1380.0055 | 3343.9279 | 2854.8118
QLD1 | Hydro | 726.8489 | 727.4228 | 745.5463 | 714.5777 | 729.0688 | 741.5601 | 734.9035 | 729.7756 | 727.4683 | 728.6885 | 722.2508 | 715.3776 | 710.0813 | 713.2628 | 219.6458 | 205.5448 | 167.3127 | 153.8959 | 143.8552 | 0 | 0 | 0 | 0 | 0 | 0 | 0 | 0
QLD1 | Hydrogen Turbine | 0 | 0 | 0 | 0 | 0 | 0 | 0 | 0 | 0 | 0 | 0 | 0 | 0 | 0 | 0 | 0 | 0 | 0 | 0 | 0 | 0 | 0 | 0 | 0 | 0 | 0 | 0
QLD1 | Wind | 4040.3748 | 7803.5748 | 8250.6078 | 9965.8973 | 14351.2278 | 23564.9617 | 23480.5161 | 28341.6836 | 27874.8581 | 31415.7082 | 33291.7425 | 33212.886 | 32806.0232 | 34933.9902 | 40646.6197 | 40148.5866 | 39823.021 | 38043.6612 | 39537.7139 | 40891.8749 | 42585.7828 | 40302.6244 | 42512.7715 | 53114.5318 | 53405.2497 | 58746.8513 | 55726.6481
QLD1 | Solar PV | 8594.5619 | 8011.7629 | 8743.1704 | 8842.3861 | 8563.4651 | 8001.098 | 8843.7401 | 10434.2068 | 11629.2539 | 13954.0863 | 15813.3384 | 17630.3586 | 17675.272 | 17385.6517 | 18562.4911 | 21873.6339 | 34125.519 | 37634.745 | 39795.6431 | 55175.1254 | 53779.0522 | 51214.8171 | 51850.0189 | 50060.4439 | 52530.7901 | 56687.6699 | 60133.5438
QLD1 | Grid Battery | 53.6332 | 53.4146 | 54.4834 | 55.1668 | 55.186 | 1815.2004 | 1812.4912 | 2408.0251 | 2428.7553 | 4457.2137 | 4643.9216 | 4615.8134 | 4658.9634 | 4750.6105 | 4101.4155 | 4316.7949 | 7495.0259 | 7622.1796 | 10432.6896 | 16132.8143 | 15259.6178 | 14874.1511 | 15208.3327 | 12945.6491 | 13490.7803 | 14137.4852 | 14298.9891
QLD1 | Pumped Hydro | 430.8002 | 672.9006 | 667.7779 | 909.2319 | 940.0776 | 824.9399 | 960.0558 | 1203.7169 | 1201.7542 | 1047.3438 | 1107.4096 | 1617.6633 | 1740.5602 | 1730.7826 | 4377.2324 | 5044.0306 | 6108.9145 | 5729.9336 | 5732.8424 | 5888.1542 | 5313.2662 | 5049.5312 | 4690.8119 | 5574.268 | 5160.0616 | 5369.8821 | 4965.7104
QLD1 | VPP | 51.3346 | 108.8289 | 193.0954 | 301.6515 | 407.8665 | 522.5437 | 723.3909 | 908.1439 | 1057.0405 | 1237.5846 | 1479.8732 | 1693.8854 | 1919.4453 | 2182.7527 | 2243.83 | 2473.7498 | 2696.3564 | 2823.5183 | 2954.106 | 3149.924 | 3260.1182 | 3329.7852 | 3533.7942 | 3581.3027 | 3674.7185 | 3728.697 | 3885.2886
Total excluding storage |  | 57686.1003 | 57445.1545 | 60672.7248 | 60208.0923 | 60200.5341 | 64066.7006 | 64440.0684 | 65625.6001 | 65440.7652 | 69691.7136 | 72665.1349 | 75562.2844 | 73051.0127 | 75124.8737 | 82851.1942 | 86131.9546 | 99756.0004 | 98299.9779 | 103462.2909 | 125489.7713 | 125179.3886 | 118375.6571 | 120807.6765 | 129290.1954 | 130609.0203 | 142967.4201 | 142841.7663
Region | Technology | 2023-24 | 2024-25 | 2025-26 | 2026-27 | 2027-28 | 2028-29 | 2029-30 | 2030-31 | 2031-32 | 2032-33 | 2033-34 | 2034-35 | 2035-36 | 2036-37 | 2037-38 | 2038-39 | 2039-40 | 2040-41 | 2041-42 | 2042-43 | 2043-44 | 2044-45 | 2045-46 | 2046-47 | 2047-48 | 2048-49 | 2049-50
VIC1 | Black Coal | 0 | 0 | 0 | 0 | 0 | 0 | 0 | 0 | 0 | 0 | 0 | 0 | 0 | 0 | 0 | 0 | 0 | 0 | 0 | 0 | 0 | 0 | 0 | 0 | 0 | 0 | 0
VIC1 | Brown Coal | 29020.204 | 25393.7311 | 23778.4771 | 18595.4754 | 18736.9598 | 15649.6852 | 9973.604 | 6474.7322 | 5161.8442 | 0 | 0 | 0 | 0 | 0 | 0 | 0 | 0 | 0 | 0 | 0 | 0 | 0 | 0 | 0 | 0 | 0 | 0
VIC1 | CCGT | 0 | 0 | 0 | 0 | 0 | 0 | 0 | 0 | 0 | 0 | 0 | 0 | 0 | 0 | 0 | 0 | 0 | 0 | 0 | 0 | 0 | 0 | 0 | 0 | 0 | 0 | 0
VIC1 | Gas - Steam | 16.9069 | 18.366 | 70.6118 | 164.2237 | 109.3115 | 229.996 | 193.287 | 992.1381 | 184.5415 | 393.0805 | 348.8709 | 615.1268 | 379.3666 | 516.7432 | 564.8054 | 558.7018 | 0 | 0 | 0 | 0 | 0 | 0 | 0 | 0 | 0 | 0 | 0
VIC1 | OCGT / Diesel | 22.9956 | 15.8053 | 39.2488 | 146.3026 | 84.4166 | 142.8666 | 97.528 | 424.8492 | 75.53 | 350.8058 | 305.4837 | 916.4704 | 592.1453 | 621.366 | 1003.1278 | 840.5645 | 2072.9895 | 1701.2735 | 947.2131 | 1144.4538 | 2947.7893 | 2319.1778 | 2319.25 | 3382.9782 | 2616.8627 | 3718.6488 | 3544.5733
VIC1 | Hydro | 2748.3489 | 3335.8073 | 3444.6416 | 3267.3167 | 2730.8892 | 4096.3377 | 3417.3495 | 2953.3841 | 2956.4433 | 2697.6681 | 3295.7602 | 3404.3489 | 3238.9522 | 2712.1202 | 4080.8532 | 3414.6506 | 2957.887 | 2957.7718 | 2695.5861 | 3290.9463 | 3405.1672 | 3226.0669 | 2708.9995 | 4074.4898 | 4079.8857 | 4072.8084 | 4071.3999
VIC1 | Hydrogen Turbine | 0 | 0 | 0 | 0 | 0 | 0 | 0 | 0 | 0 | 0 | 0 | 0 | 0 | 0 | 0 | 0 | 0 | 0 | 0 | 0 | 0 | 0 | 0 | 0 | 0 | 0 | 0
VIC1 | Wind | 10176.7414 | 12809.4903 | 13169.7305 | 14900.1515 | 17795.0402 | 17947.2974 | 20813.5344 | 23623.4166 | 26915.5029 | 25192.7478 | 30563.2848 | 29343.92 | 30671.1422 | 31663.5085 | 33241.8725 | 35549.6948 | 33875.8933 | 37223.4222 | 33415.519 | 35559.5733 | 33827.6726 | 34091.315 | 35228.1945 | 36278.2721 | 38067.4401 | 36375.1169 | 39219.5129
VIC1 | Solar PV | 2204.9925 | 1887.0866 | 1902.4895 | 1931.8801 | 1887.5942 | 1869.8058 | 1849.8413 | 1824.1991 | 2061.3612 | 4531.9886 | 4344.0179 | 5275.3891 | 5404.1908 | 5887.8312 | 5471.7703 | 5375.9221 | 5696.2643 | 5273.2085 | 11027.8181 | 11718.4964 | 13855.5479 | 16166.6022 | 16978.8113 | 14739.5252 | 14923.8521 | 16600.1653 | 16252.9931
VIC1 | Grid Battery | 160.4022 | 148.8499 | 174.8425 | 171.8271 | 165.2463 | 158.128 | 156.682 | 488.8667 | 474.7185 | 792.8881 | 684.1906 | 658.5664 | 1193.7301 | 1191.6877 | 1077.8908 | 1060.4484 | 1407.5255 | 1975.0321 | 4039.691 | 3778.1754 | 3853.7583 | 4905.1117 | 5055.1147 | 4323.2449 | 4260.5956 | 4611.8563 | 4253.3474
VIC1 | Pumped Hydro | 0 | 0 | 0.0011097 | 0.0025288 | 0.0025866 | 0.002541 | 0.002561 | 0.0041083 | 0.0040072 | 0.0039789 | 0.0039185 | 0.0038761 | 0.0056086 | 0.0054791 | 0.011574 | 0.011675 | 0.012581 | 0.012764 | 0.014476 | 0.013788 | 0.013542 | 157.3419 | 169.504 | 151.3908 | 143.3498 | 148.9287 | 149.753
VIC1 | VPP | 40.7979 | 94.435 | 210.0173 | 317.8997 | 449.6113 | 539.5259 | 697.3802 | 793.3284 | 864.3067 | 975.5593 | 1090.0025 | 1220.0285 | 1455.5161 | 1674.5973 | 1741.2301 | 1880.3625 | 2047.5777 | 1983.5924 | 2304.704 | 2284.2064 | 2243.9845 | 2538.3088 | 2763.5739 | 2631.6737 | 2788.8663 | 2981.0037 | 2899.5347
Total excluding storage |  | 44391.3894 | 43703.5715 | 42790.0602 | 39495.0793 | 41959.0716 | 40633.6452 | 37199.2087 | 37574.9186 | 38694.2522 | 34934.7422 | 40631.6146 | 41433.8539 | 42935.0488 | 44267.8596 | 47181.5615 | 48680.3564 | 48058.1498 | 51114.3132 | 54430.5457 | 57775.8654 | 60133.9333 | 63403.9243 | 65223.4479 | 65581.5747 | 66880.8524 | 68508.5281 | 70391.1145
Region | Technology | 2023-24 | 2024-25 | 2025-26 | 2026-27 | 2027-28 | 2028-29 | 2029-30 | 2030-31 | 2031-32 | 2032-33 | 2033-34 | 2034-35 | 2035-36 | 2036-37 | 2037-38 | 2038-39 | 2039-40 | 2040-41 | 2041-42 | 2042-43 | 2043-44 | 2044-45 | 2045-46 | 2046-47 | 2047-48 | 2048-49 | 2049-50
SA1 | Black Coal | 0 | 0 | 0 | 0 | 0 | 0 | 0 | 0 | 0 | 0 | 0 | 0 | 0 | 0 | 0 | 0 | 0 | 0 | 0 | 0 | 0 | 0 | 0 | 0 | 0 | 0 | 0
SA1 | Brown Coal | 0 | 0 | 0 | 0 | 0 | 0 | 0 | 0 | 0 | 0 | 0 | 0 | 0 | 0 | 0 | 0 | 0 | 0 | 0 | 0 | 0 | 0 | 0 | 0 | 0 | 0 | 0
SA1 | CCGT | 1071.8822 | 746.5485 | 1161.4998 | 779.9995 | 678.4105 | 1026.4149 | 993.1373 | 1366.049 | 837.2352 | 966.7555 | 1115.1946 | 1496.2644 | 924.3217 | 1110.9539 | 0 | 0 | 0 | 0 | 0 | 0 | 0 | 0 | 0 | 0 | 0 | 0 | 0
SA1 | Gas - Steam | 95.4369 | 89.579 | 270.5659 | 0 | 0 | 0 | 0 | 0 | 0 | 0 | 0 | 0 | 0 | 0 | 0 | 0 | 0 | 0 | 0 | 0 | 0 | 0 | 0 | 0 | 0 | 0 | 0
SA1 | OCGT / Diesel | 166.0993 | 150.7615 | 306.8389 | 220.487 | 172.2384 | 266.3675 | 255.1671 | 540.301 | 272.57 | 348.896 | 501.2726 | 848.7102 | 440.7874 | 511.309 | 602.6266 | 627.3902 | 944.0987 | 695.1898 | 457.4402 | 579.6553 | 826.3296 | 222.7956 | 204.7112 | 94.6518 | 56.4633 | 100.6466 | 108.6365
SA1 | Hydro | 0 | 0 | 0 | 0 | 0 | 0 | 0 | 0 | 0 | 0 | 0 | 0 | 0 | 0 | 0 | 0 | 0 | 0 | 0 | 0 | 0 | 0 | 0 | 0 | 0 | 0 | 0
SA1 | Hydrogen Turbine | 0 | 0 | 0 | 0 | 0 | 0 | 0 | 0 | 0 | 0 | 0 | 0 | 0 | 0 | 0 | 0 | 0 | 0 | 0 | 0 | 0 | 0 | 0 | 0 | 0 | 0 | 0
SA1 | Wind | 6752.6964 | 7908.9396 | 7658.6409 | 9458.4978 | 9302.9069 | 11212.1419 | 11615.1263 | 11186.4657 | 11987.6074 | 11834.2002 | 12107.3614 | 10945.6209 | 11951.812 | 11996.7972 | 13042.7203 | 13373.702 | 12671.5983 | 13342.2587 | 12450.7829 | 14442.93 | 12814.6673 | 14896.8713 | 14061.0331 | 17266.1299 | 19448.9519 | 19222.3725 | 21370.4074
SA1 | Solar PV | 1290.275 | 1108.5428 | 1143.4406 | 1102.7837 | 1113.0306 | 1099.2925 | 1060.2044 | 1016.1616 | 993.986 | 1867.2623 | 1773.7062 | 2996.516 | 3027.3336 | 3247.8073 | 4512.8875 | 4548.0697 | 4740.6058 | 7554.8652 | 9807.3132 | 9204.2073 | 13830.7297 | 13260.915 | 14746.9353 | 12746.9989 | 12193.8955 | 13264.1874 | 12788.9367
SA1 | Grid Battery | 184.5619 | 187.9621 | 181.7612 | 178.9568 | 179.0676 | 175.2063 | 172.9251 | 166.819 | 162.1155 | 1329.0141 | 1262.0939 | 1204.3184 | 1681.0759 | 1739.1314 | 2083.1195 | 2063.8033 | 2091.7722 | 3057.6606 | 4479.3208 | 3848.0515 | 5712.1295 | 5657.2268 | 6377.0718 | 5065.3136 | 4489.7753 | 4899.3457 | 4228.6152
SA1 | Pumped Hydro | 0 | 0 | 0.0010536 | 0.0015669 | 0.0016155 | 0.0016008 | 0.0016428 | 0.0020781 | 0.0021159 | 0.0020974 | 0.0020966 | 0.0021236 | 0.0026049 | 0.002599 | 0.0032483 | 0.0032992 | 0.0034179 | 0.0037764 | 0.0043735 | 0.0044785 | 0.0045954 | 0.0056601 | 0.0057557 | 0.0055614 | 0.0056414 | 0.0057048 | 0.0062385
SA1 | VPP | 70.5844 | 100.8414 | 129.3816 | 153.4181 | 183.4021 | 211.2973 | 263.4201 | 308.1921 | 354.9106 | 426.4748 | 507.5299 | 550.8379 | 630.6914 | 731.7773 | 756.3152 | 811.9113 | 847.4863 | 852.4106 | 936.2067 | 945.6858 | 1019.4526 | 1051.0896 | 1177.0864 | 1100.0239 | 1089.5459 | 1196.9092 | 1153.6348
Total excluding storage |  | 9631.536 | 10293.1748 | 10852.13 | 11894.1445 | 11629.0577 | 13990.7222 | 14359.982 | 14583.9905 | 14608.427 | 16772.605 | 17267.1607 | 18042.27 | 18656.0245 | 19337.7788 | 20997.6724 | 21424.8797 | 21295.5648 | 25502.3886 | 28131.0682 | 29020.5345 | 34203.3133 | 35088.9039 | 36566.8436 | 36273.1237 | 37278.6375 | 38683.4671 | 39650.2369
Region | Technology | 2023-24 | 2024-25 | 2025-26 | 2026-27 | 2027-28 | 2028-29 | 2029-30 | 2030-31 | 2031-32 | 2032-33 | 2033-34 | 2034-35 | 2035-36 | 2036-37 | 2037-38 | 2038-39 | 2039-40 | 2040-41 | 2041-42 | 2042-43 | 2043-44 | 2044-45 | 2045-46 | 2046-47 | 2047-48 | 2048-49 | 2049-50
TAS1 | Black Coal | 0 | 0 | 0 | 0 | 0 | 0 | 0 | 0 | 0 | 0 | 0 | 0 | 0 | 0 | 0 | 0 | 0 | 0 | 0 | 0 | 0 | 0 | 0 | 0 | 0 | 0 | 0
TAS1 | Brown Coal | 0 | 0 | 0 | 0 | 0 | 0 | 0 | 0 | 0 | 0 | 0 | 0 | 0 | 0 | 0 | 0 | 0 | 0 | 0 | 0 | 0 | 0 | 0 | 0 | 0 | 0 | 0
TAS1 | CCGT | 0 | 0 | 0 | 0 | 0 | 0 | 0 | 0 | 0 | 0 | 0 | 0 | 0 | 0 | 0 | 0 | 0 | 0 | 0 | 0 | 0 | 0 | 0 | 0 | 0 | 0 | 0
TAS1 | Gas - Steam | 0 | 0 | 0 | 0 | 0 | 0 | 0 | 0 | 0 | 0 | 0 | 0 | 0 | 0 | 0 | 0 | 0 | 0 | 0 | 0 | 0 | 0 | 0 | 0 | 0 | 0 | 0
TAS1 | OCGT / Diesel | 9.4477e-05 | 0.00019335 | 0.00020531 | 0.18174 | 0.00022552 | 0.00024003 | 1.3983 | 4.73 | 2.0628 | 9.7004 | 4.2341 | 20.6162 | 12.6254 | 12.845 | 16.4494 | 11.9911 | 55.6535 | 9.6992 | 5.7598 | 10.0703 | 11.4647 | 4.6656 | 5.8514 | 5.9602 | 4.0446 | 11.6681 | 9.3072
TAS1 | Hydro | 12026.1625 | 8952.7196 | 9014.4539 | 8681.2726 | 7430.6408 | 8035.7721 | 10515.6618 | 10393.8644 | 9682.7484 | 9510.2805 | 9840.3885 | 9921.6978 | 8896.0636 | 8577.515 | 9056.601 | 8708.6838 | 8640.1473 | 8055.1996 | 7666.6814 | 8551.1111 | 8795.6296 | 7754.3169 | 7950.6657 | 9514.4708 | 8698.1134 | 8645.8971 | 8183.4343
TAS1 | Hydrogen Turbine | 0 | 0 | 0 | 0 | 0 | 0 | 0 | 0 | 0 | 0 | 0 | 0 | 0 | 0 | 0 | 0 | 0 | 0 | 0 | 0 | 0 | 0 | 0 | 0 | 0 | 0 | 0
TAS1 | Wind | 1869.2332 | 4566.6127 | 4874.6507 | 4979.5616 | 5707.0487 | 5562.1792 | 7512.3098 | 7396.2837 | 12353.6243 | 12309.1405 | 11722.5138 | 12106.1142 | 12304.501 | 12830.6429 | 12279.2291 | 11950.0869 | 11772.6531 | 13011.3958 | 12671.6226 | 12142.5803 | 12657.5654 | 12477.4436 | 12870.2609 | 12452.5963 | 12103.9394 | 11838.9211 | 12824.3412
TAS1 | Solar PV | 0 | 0.00050198 | 0.00049595 | 0.00057382 | 0.00055057 | 0.00047109 | 0.00049691 | 0.00066554 | 0.00061014 | 0.00088107 | 0.00092935 | 0.0012714 | 0.0012553 | 0.0012437 | 0.0011677 | 0.0012019 | 0.0015665 | 226.0727 | 236.0217 | 261.8165 | 247.6357 | 258.8453 | 260.1098 | 221.602 | 246.9659 | 249.3391 | 234.4953
TAS1 | Grid Battery | 0 | 0.0010026 | 0.0011753 | 0.001326 | 0.0015938 | 0.0016059 | 0.0019737 | 0.0032907 | 0.0041047 | 0.005015 | 0.0051769 | 0.0050948 | 0.0056646 | 0.0055839 | 0.0064088 | 0.0065003 | 0.0068959 | 0.0092014 | 0.0093334 | 0.0093794 | 0.01044 | 0.013652 | 0.013472 | 0.012778 | 0.01379 | 0.014753 | 0.018134
TAS1 | Pumped Hydro | 0 | 0 | 0.0017488 | 0.0019006 | 0.0022653 | 0.0024873 | 0.0038663 | 83.2836 | 110.2917 | 966.1956 | 987.6631 | 919.9086 | 1138.7433 | 1135.7923 | 1348.1019 | 1296.4945 | 1373.0325 | 1281.8609 | 1272.3248 | 1258.0931 | 1183.632 | 1267.3979 | 1267.163 | 1179.6526 | 1161.4698 | 1158.0939 | 1104.8129
TAS1 | VPP | 0.43857 | 4.0608 | 5.8254 | 10.2183 | 17.3508 | 23.3474 | 38.9297 | 50.4948 | 68.4868 | 75.8074 | 88.7922 | 91.2095 | 105.827 | 120.8499 | 123.1785 | 126.3215 | 151.9331 | 150.0561 | 165.1547 | 167.7442 | 161.8485 | 182.02 | 196.5348 | 178.5014 | 190.687 | 210.9687 | 211.1591
Total excluding storage |  | 13895.8344 | 13523.3948 | 13894.9336 | 13671.238 | 13155.045 | 13621.3035 | 18068.306 | 17928.6604 | 22217.2186 | 22871.1303 | 22643.5979 | 23059.5527 | 22457.7672 | 22677.6519 | 22823.5675 | 22093.5855 | 21993.428 | 22734.2935 | 22017.5743 | 22391.4249 | 23057.7862 | 21944.7028 | 22550.599 | 23552.796 | 22405.2338 | 22114.9027 | 22567.568
Explicitly modelled pumping
Region | Technology | 2023-24 | 2024-25 | 2025-26 | 2026-27 | 2027-28 | 2028-29 | 2029-30 | 2030-31 | 2031-32 | 2032-33 | 2033-34 | 2034-35 | 2035-36 | 2036-37 | 2037-38 | 2038-39 | 2039-40 | 2040-41 | 2041-42 | 2042-43 | 2043-44 | 2044-45 | 2045-46 | 2046-47 | 2047-48 | 2048-49 | 2049-50
NEM | Grid Battery pump | 496.3642 | 493.7736 | 1101.8386 | 1674.1057 | 3313.7026 | 6036.2866 | 6264.6761 | 7656.022 | 7468.0213 | 13635.6376 | 13276.9116 | 12805.5568 | 14526.7825 | 14582.6679 | 13717.3072 | 13898.0628 | 21825.1151 | 23525.3068 | 33833.0146 | 39295.8809 | 39686.5617 | 42316.6219 | 43267.0159 | 36493.0035 | 34916.1693 | 38941.1835 | 37730.1781
NEM | Pumped Hydro Pump | 1285.6284 | 2235.9647 | 3268.4761 | 4796.0367 | 5756.9252 | 6574.532 | 7773.7814 | 9812.3563 | 10537.4048 | 10588.1895 | 11826.3029 | 11801.8743 | 13078.4046 | 13720.1808 | 16460.6346 | 16985.6735 | 17773.0707 | 15767.2464 | 15933.6257 | 16651.473 | 14101.6139 | 14146.0248 | 14300.2699 | 16106.845 | 14264.1307 | 14072.9916 | 12525.7872
NEM | VPP pump | 259.4794 | 520.0707 | 925.0741 | 1347.143 | 1821.4802 | 2230.5347 | 2975.2013 | 3597.3336 | 4147.7109 | 4853.8821 | 5711.43 | 6427.2561 | 7486.3256 | 8501.2312 | 8873.7739 | 9628.0109 | 10441.627 | 10600.3989 | 11504.7436 | 11836.308 | 11994.5626 | 12858.7947 | 13783.5295 | 13448.1206 | 13871.9009 | 14605.912 | 14870.371
Region | Technology | 2023-24 | 2024-25 | 2025-26 | 2026-27 | 2027-28 | 2028-29 | 2029-30 | 2030-31 | 2031-32 | 2032-33 | 2033-34 | 2034-35 | 2035-36 | 2036-37 | 2037-38 | 2038-39 | 2039-40 | 2040-41 | 2041-42 | 2042-43 | 2043-44 | 2044-45 | 2045-46 | 2046-47 | 2047-48 | 2048-49 | 2049-50
NSW1 | Grid Battery pump | 24.489 | 29.8698 | 613.981 | 1192.9313 | 2838.3277 | 3455.7205 | 3689.5348 | 3972.439 | 3770.2525 | 5720.9244 | 5340.6521 | 4998.4754 | 5465.6251 | 5337.9971 | 4954.5595 | 4931.0934 | 8608.843 | 8236.3438 | 11030.0387 | 10627.3891 | 9821.0255 | 11668.3434 | 11140.0073 | 9606.9807 | 8101.1289 | 10491.9053 | 10300.2287
NSW1 | Pumped Hydro Pump | 667.8901 | 1279.3627 | 2340.1901 | 3540.2155 | 4453.6337 | 5456.5641 | 6466.7896 | 8063.2016 | 8748.4521 | 7898.9728 | 9011.879 | 8428.7815 | 9246.7797 | 9870.3975 | 8859.3447 | 8659.0781 | 7927.7196 | 6408.6558 | 6741.4328 | 7213.3803 | 5588.4194 | 5606.4004 | 6109.9805 | 7097.8414 | 5713.3088 | 5226.1796 | 4419.6674
NSW1 | VPP pump | 68.0512 | 157.0126 | 291.1727 | 426.8397 | 574.495 | 706.9964 | 945.0388 | 1176.4037 | 1383.1877 | 1662.0907 | 1985.1234 | 2243.8749 | 2651.7887 | 2961.6324 | 3143.1092 | 3395.472 | 3698.9703 | 3747.9241 | 4035.1321 | 4122.3962 | 4138.755 | 4503.8861 | 4748.8431 | 4644.5451 | 4750.6639 | 5068.7039 | 5287.6626
Region | Technology | 2023-24 | 2024-25 | 2025-26 | 2026-27 | 2027-28 | 2028-29 | 2029-30 | 2030-31 | 2031-32 | 2032-33 | 2033-34 | 2034-35 | 2035-36 | 2036-37 | 2037-38 | 2038-39 | 2039-40 | 2040-41 | 2041-42 | 2042-43 | 2043-44 | 2044-45 | 2045-46 | 2046-47 | 2047-48 | 2048-49 | 2049-50
QLD1 | Grid Battery pump | 63.6704 | 63.5888 | 65.0397 | 65.4962 | 65.6976 | 2186.2259 | 2182.9741 | 2900.4696 | 2934.5364 | 5360.2745 | 5597.7292 | 5570.4769 | 5603.4597 | 5718.494 | 4958.8653 | 5192.7718 | 9018.8417 | 9205.5944 | 12567.2224 | 19448.7135 | 18371.1514 | 17921.7474 | 18305.8952 | 15628.85 | 16217.7436 | 17045.6523 | 17211.1619
QLD1 | Pumped Hydro Pump | 617.7383 | 956.602 | 928.2808 | 1255.8133 | 1303.283 | 1117.9592 | 1306.9812 | 1639.5631 | 1643.4819 | 1418.1465 | 1501.4894 | 2176.0825 | 2333.3282 | 2338.35 | 5844.4112 | 6616.431 | 8042.9395 | 7651.6235 | 7538.1804 | 7782.6408 | 6952.8723 | 6668.0028 | 6276.5445 | 7281.058 | 6810.5861 | 7150.3982 | 6455.367
QLD1 | VPP pump | 60.2263 | 128.034 | 227.7899 | 354.2653 | 479.843 | 614.7573 | 851.0481 | 1068.4045 | 1246.9689 | 1452.5901 | 1742.147 | 1995.5385 | 2256.4338 | 2565.829 | 2647.8008 | 2906.6543 | 3167.8225 | 3327.7883 | 3474.313 | 3706.2573 | 3834.959 | 3917.7244 | 4155.2314 | 4217.351 | 4317.821 | 4390.0586 | 4565.851
Region | Technology | 2023-24 | 2024-25 | 2025-26 | 2026-27 | 2027-28 | 2028-29 | 2029-30 | 2030-31 | 2031-32 | 2032-33 | 2033-34 | 2034-35 | 2035-36 | 2036-37 | 2037-38 | 2038-39 | 2039-40 | 2040-41 | 2041-42 | 2042-43 | 2043-44 | 2044-45 | 2045-46 | 2046-47 | 2047-48 | 2048-49 | 2049-50
VIC1 | Grid Battery pump | 190.495 | 177.7869 | 208.1117 | 204.0056 | 197.3064 | 187.6629 | 187.0751 | 586.2509 | 571.6116 | 953.2313 | 822.683 | 791.2248 | 1435.4771 | 1434.1665 | 1297.2503 | 1281.7207 | 1688.799 | 2388.443 | 4856.8334 | 4571.6164 | 4623.4838 | 5909.7728 | 6116.9344 | 5182.2936 | 5159.6826 | 5530.0179 | 5124.5143
VIC1 | Pumped Hydro Pump | 0 | 0 | 0.0014656 | 0.0033225 | 0.0034209 | 0.0033258 | 0.0033866 | 0.0053942 | 0.0052842 | 0.0052336 | 0.0051598 | 0.0050922 | 0.0073689 | 0.0072403 | 0.015246 | 0.015399 | 0.016471 | 0.016896 | 0.018961 | 0.018211 | 0.017738 | 207.0288 | 225.3372 | 196.8928 | 190.8496 | 193.7274 | 197.0434
VIC1 | VPP pump | 47.8657 | 111.4244 | 247.226 | 373.5285 | 530.2988 | 633.3919 | 822.3893 | 931.4451 | 1019.5548 | 1147.0614 | 1283.5927 | 1432.6699 | 1711.6648 | 1970.1144 | 2048.7298 | 2219.1654 | 2401.7167 | 2341.6446 | 2703.4098 | 2695.5445 | 2631.7836 | 2986.2005 | 3261.1414 | 3086.2084 | 3291.8816 | 3496.2006 | 3411.2175
Region | Technology | 2023-24 | 2024-25 | 2025-26 | 2026-27 | 2027-28 | 2028-29 | 2029-30 | 2030-31 | 2031-32 | 2032-33 | 2033-34 | 2034-35 | 2035-36 | 2036-37 | 2037-38 | 2038-39 | 2039-40 | 2040-41 | 2041-42 | 2042-43 | 2043-44 | 2044-45 | 2045-46 | 2046-47 | 2047-48 | 2048-49 | 2049-50
SA1 | Grid Battery pump | 217.7097 | 222.5268 | 214.7048 | 211.6711 | 212.3689 | 206.6754 | 205.0899 | 196.8586 | 191.6159 | 1601.2015 | 1515.8411 | 1445.3736 | 2022.2139 | 2092.0037 | 2506.6245 | 2492.4692 | 2508.6231 | 3694.9148 | 5378.909 | 4648.1508 | 6870.8887 | 6816.742 | 7704.1631 | 6074.864 | 5437.5978 | 5873.5904 | 5094.2515
SA1 | Pumped Hydro Pump | 0 | 0 | 0.0013885 | 0.0020595 | 0.002135 | 0.0020972 | 0.0021711 | 0.002728 | 0.0027845 | 0.0027621 | 0.0027608 | 0.0027878 | 0.003426 | 0.0034264 | 0.0042713 | 0.004351 | 0.0044842 | 0.0049914 | 0.0057314 | 0.00591 | 0.0060338 | 0.0074541 | 0.0075945 | 0.0072849 | 0.0074601 | 0.007469 | 0.0082206
SA1 | VPP pump | 82.8354 | 118.8054 | 152.0452 | 180.4919 | 216.3289 | 248.0234 | 310.7422 | 361.8579 | 417.4267 | 502.8957 | 596.0937 | 647.8843 | 741.9898 | 860.9145 | 889.7826 | 958.0671 | 994.4112 | 1005.7546 | 1098.2552 | 1114.7745 | 1198.6855 | 1236.8615 | 1386.1505 | 1290.9846 | 1286.14 | 1403.8071 | 1357.2174
Region | Technology | 2023-24 | 2024-25 | 2025-26 | 2026-27 | 2027-28 | 2028-29 | 2029-30 | 2030-31 | 2031-32 | 2032-33 | 2033-34 | 2034-35 | 2035-36 | 2036-37 | 2037-38 | 2038-39 | 2039-40 | 2040-41 | 2041-42 | 2042-43 | 2043-44 | 2044-45 | 2045-46 | 2046-47 | 2047-48 | 2048-49 | 2049-50
TAS1 | Grid Battery pump | 0 | 0.0011915 | 0.0013959 | 0.0015747 | 0.0018942 | 0.0019074 | 0.0023461 | 0.0039081 | 0.0048874 | 0.0059753 | 0.0061596 | 0.0060684 | 0.0067358 | 0.006654 | 0.007621 | 0.0077364 | 0.0081961 | 0.010951 | 0.011096 | 0.011152 | 0.012408 | 0.016225 | 0.016034 | 0.015166 | 0.01641 | 0.017506 | 0.02156
TAS1 | Pumped Hydro Pump | 0 | 0 | 0.0023098 | 0.0024999 | 0.0029896 | 0.0032648 | 0.0051153 | 109.5836 | 145.4627 | 1271.0622 | 1312.9266 | 1197.0024 | 1498.2859 | 1511.4226 | 1756.8592 | 1710.1446 | 1802.3907 | 1706.9453 | 1653.9878 | 1655.4277 | 1560.2984 | 1664.5854 | 1688.4001 | 1531.0455 | 1549.3787 | 1502.6788 | 1453.7011
TAS1 | VPP pump | 0.50083 | 4.7943 | 6.8404 | 12.0176 | 20.5145 | 27.3658 | 45.983 | 59.2224 | 80.5728 | 89.2442 | 104.4731 | 107.2884 | 124.4485 | 142.7408 | 144.3514 | 148.6521 | 178.7063 | 177.2873 | 193.6334 | 197.3355 | 190.3795 | 214.1222 | 232.1631 | 209.0315 | 225.3944 | 247.1417 | 248.4225
Non-controllable capacity
Region | Technology | 2023-24 | 2024-25 | 2025-26 | 2026-27 | 2027-28 | 2028-29 | 2029-30 | 2030-31 | 2031-32 | 2032-33 | 2033-34 | 2034-35 | 2035-36 | 2036-37 | 2037-38 | 2038-39 | 2039-40 | 2040-41 | 2041-42 | 2042-43 | 2043-44 | 2044-45 | 2045-46 | 2046-47 | 2047-48 | 2048-49 | 2049-50
NEM | Distributed PV | 26560.6016 | 29104.0967 | 31473.6633 | 37081.5432 | 40418.5958 | 38926.5586 | 43592.2929 | 48229.3969 | 51979.7521 | 54755.1652 | 55953.7685 | 56902.3907 | 63643.8244 | 66153.9262 | 61300.8009 | 66595.7504 | 71779.8603 | 75487.274 | 77777.5549 | 77977.9251 | 77783.2771 | 85452.7067 | 87607.0329 | 80381.6538 | 86543.9253 | 92200.6928 | 95960.9879
NEM | Behind the meter battery | 657.5137 | 1006.7447 | 1317.3393 | 1566.0098 | 1773.1566 | 1890.8424 | 2143.9911 | 2489.4047 | 2789.0704 | 3113.0752 | 3597.6322 | 4070.11 | 4511.1194 | 4860.9793 | 5165.9009 | 5364.9705 | 5454.5291 | 5447.6237 | 5401.3096 | 5348.7634 | 5404.7881 | 5430.708 | 5462.7544 | 5462.5562 | 5467.5685 | 5397.6579 | 5331.7203
NEM | Behind the meter battery pump | 773.9288 | 1184.9284 | 1550.1053 | 1843.1255 | 2087.3228 | 2225.0785 | 2523.5712 | 2929.616 | 3282.4864 | 3663.3641 | 4233.7384 | 4790.7173 | 5309.6304 | 5721.7019 | 6080.1627 | 6314.2799 | 6420.1964 | 6410.0458 | 6358.28 | 6294.3025 | 6360.4049 | 6392.115 | 6428.6141 | 6430.2842 | 6436.1891 | 6354.3022 | 6274.968
Region | Technology | 2023-24 | 2024-25 | 2025-26 | 2026-27 | 2027-28 | 2028-29 | 2029-30 | 2030-31 | 2031-32 | 2032-33 | 2033-34 | 2034-35 | 2035-36 | 2036-37 | 2037-38 | 2038-39 | 2039-40 | 2040-41 | 2041-42 | 2042-43 | 2043-44 | 2044-45 | 2045-46 | 2046-47 | 2047-48 | 2048-49 | 2049-50
NSW1 | Distributed PV | 8462.3385 | 9458.3162 | 10159.0762 | 12271.5737 | 13113.6881 | 12546.804 | 13815.0616 | 15639.2599 | 17348.1141 | 17854.1428 | 18611.9033 | 18922.4793 | 21829.4782 | 22416.5655 | 20726.2835 | 22104.3897 | 24295.3559 | 26132.7136 | 26218.1837 | 26660.5244 | 26477.5898 | 29878.3743 | 30218.882 | 27626.6637 | 29170.2276 | 31670.4989 | 33704.5634
NSW1 | Behind the meter battery | 236.0997 | 340.3977 | 426.8203 | 496.5989 | 552.178 | 593.1144 | 678.601 | 795.0042 | 915.6299 | 1045.6392 | 1229.8005 | 1397.7866 | 1551.5025 | 1674.213 | 1770.8636 | 1835.975 | 1865.6994 | 1856.8353 | 1844.8207 | 1833.1068 | 1857.9164 | 1869.6097 | 1877.4406 | 1875.4554 | 1868.3381 | 1847.8317 | 1820.6144
NSW1 | Behind the meter battery pump | 277.8328 | 400.6658 | 502.3022 | 584.3175 | 650.1429 | 698.0717 | 798.8828 | 935.9349 | 1077.2855 | 1230.342 | 1446.9719 | 1644.5885 | 1826.2437 | 1970.4983 | 2083.9438 | 2160.393 | 2196.8689 | 2184.5941 | 2172.0639 | 2156.8121 | 2185.7851 | 2201.4161 | 2209.4144 | 2207.8793 | 2199.915 | 2174.9865 | 2143.0425
Region | Technology | 2023-24 | 2024-25 | 2025-26 | 2026-27 | 2027-28 | 2028-29 | 2029-30 | 2030-31 | 2031-32 | 2032-33 | 2033-34 | 2034-35 | 2035-36 | 2036-37 | 2037-38 | 2038-39 | 2039-40 | 2040-41 | 2041-42 | 2042-43 | 2043-44 | 2044-45 | 2045-46 | 2046-47 | 2047-48 | 2048-49 | 2049-50
QLD1 | Distributed PV | 8227.6935 | 8801.311 | 9863.4451 | 11475.6724 | 12457.4377 | 11268.4695 | 13105.084 | 14471.0511 | 16095.1163 | 16714.6015 | 16849.2773 | 17798.0916 | 19695.8152 | 20424.5671 | 17788.0739 | 19963.1524 | 21368.2537 | 23094.2817 | 23468.3879 | 23181.6046 | 24006.8726 | 26011.0707 | 26622.9939 | 22900.3003 | 25459.338 | 26869.7455 | 28762.9682
QLD1 | Behind the meter battery | 170.7366 | 271.0266 | 364.6122 | 433.5151 | 491.3321 | 537.9626 | 628.6386 | 744.6914 | 834.1762 | 930.9932 | 1074.1494 | 1213.5721 | 1346.8461 | 1448.2671 | 1535.4985 | 1600.0345 | 1631.782 | 1631.2572 | 1608.2973 | 1592.3827 | 1609.1851 | 1612.6466 | 1621.0805 | 1616.2546 | 1614.1068 | 1594.795 | 1578.9698
QLD1 | Behind the meter battery pump | 200.9896 | 319.0374 | 429.0447 | 510.4005 | 578.2214 | 632.9301 | 739.7227 | 876.2329 | 981.9917 | 1095.8935 | 1264.3808 | 1428.9002 | 1585.3756 | 1705.2134 | 1807.0518 | 1884.0736 | 1919.9871 | 1919.529 | 1893.1536 | 1873.7884 | 1893.7201 | 1897.3207 | 1907.6047 | 1902.393 | 1900.3283 | 1877.9375 | 1857.7419
Region | Technology | 2023-24 | 2024-25 | 2025-26 | 2026-27 | 2027-28 | 2028-29 | 2029-30 | 2030-31 | 2031-32 | 2032-33 | 2033-34 | 2034-35 | 2035-36 | 2036-37 | 2037-38 | 2038-39 | 2039-40 | 2040-41 | 2041-42 | 2042-43 | 2043-44 | 2044-45 | 2045-46 | 2046-47 | 2047-48 | 2048-49 | 2049-50
VIC1 | Distributed PV | 5927.2192 | 6615.7267 | 7089.2973 | 8452.9512 | 9493.9945 | 9691.0714 | 10721.6826 | 11762.0101 | 11872.7118 | 13025.0994 | 13231.2584 | 12987.9308 | 14324.1638 | 15011.5217 | 14621.0269 | 15763.9665 | 16944.6695 | 16846.5259 | 18190.4559 | 18283.4941 | 17708.0148 | 19320.8985 | 20019.7175 | 19388.6033 | 20772.1582 | 22108.9801 | 21761.2072
VIC1 | Behind the meter battery | 143.293 | 255.764 | 357.528 | 445.5417 | 520.1297 | 534.0202 | 574.5348 | 646.8898 | 695.0103 | 741.5967 | 840.8801 | 953.3033 | 1060.5591 | 1150.0707 | 1245.2576 | 1291.8352 | 1313.6739 | 1317.4793 | 1309.5395 | 1283.2305 | 1289.176 | 1299.8888 | 1310.3468 | 1322.1048 | 1335.0646 | 1315.6099 | 1298.5463
VIC1 | Behind the meter battery pump | 168.7049 | 300.9657 | 420.6293 | 524.3864 | 612.3835 | 628.4616 | 676.2866 | 761.0496 | 817.9236 | 872.5457 | 989.6107 | 1122.4325 | 1248.0938 | 1353.2335 | 1466.2928 | 1520.0169 | 1546.0309 | 1550.041 | 1541.089 | 1510.2224 | 1517.4149 | 1529.652 | 1542.0634 | 1556.6244 | 1571.0173 | 1548.7907 | 1528.2244
Region | Technology | 2023-24 | 2024-25 | 2025-26 | 2026-27 | 2027-28 | 2028-29 | 2029-30 | 2030-31 | 2031-32 | 2032-33 | 2033-34 | 2034-35 | 2035-36 | 2036-37 | 2037-38 | 2038-39 | 2039-40 | 2040-41 | 2041-42 | 2042-43 | 2043-44 | 2044-45 | 2045-46 | 2046-47 | 2047-48 | 2048-49 | 2049-50
SA1 | Distributed PV | 3601.2396 | 3836.6945 | 3940.5566 | 4383.5313 | 4811.2285 | 4846.7445 | 5330.4758 | 5678.8981 | 5951.7698 | 6386.844 | 6448.2993 | 6380.437 | 6890.5661 | 7363.0567 | 7215.5741 | 7772.2023 | 8117.152 | 8332.5404 | 8752.0675 | 8666.5061 | 8424.5566 | 8962.749 | 9436.6247 | 9153.8367 | 9787.2603 | 10128.2605 | 10296.799
SA1 | Behind the meter battery | 89.6576 | 114.2984 | 136.4992 | 153.4714 | 168.7112 | 182.0004 | 212.3649 | 244.9938 | 278.8759 | 319.969 | 366.7485 | 408.2686 | 445.0039 | 472.6485 | 491.7265 | 509.3402 | 512.972 | 511.5296 | 508.7854 | 510.011 | 516.6645 | 516.2922 | 519.8793 | 515.4168 | 516.5139 | 506.6341 | 502.8644
SA1 | Behind the meter battery pump | 105.5364 | 134.5421 | 160.6012 | 180.616 | 198.5417 | 214.1386 | 250.02 | 288.3253 | 328.3143 | 376.4625 | 431.505 | 480.4342 | 523.687 | 556.4807 | 578.644 | 599.3439 | 603.8566 | 602.2642 | 599.156 | 600.4794 | 608.3176 | 607.9903 | 611.8434 | 606.4216 | 607.6875 | 596.3267 | 592.1078
Region | Technology | 2023-24 | 2024-25 | 2025-26 | 2026-27 | 2027-28 | 2028-29 | 2029-30 | 2030-31 | 2031-32 | 2032-33 | 2033-34 | 2034-35 | 2035-36 | 2036-37 | 2037-38 | 2038-39 | 2039-40 | 2040-41 | 2041-42 | 2042-43 | 2043-44 | 2044-45 | 2045-46 | 2046-47 | 2047-48 | 2048-49 | 2049-50
TAS1 | Distributed PV | 342.1107 | 392.0482 | 421.2881 | 497.8146 | 542.247 | 573.4692 | 619.9889 | 678.1777 | 712.0401 | 774.4775 | 813.0302 | 813.4519 | 903.8011 | 938.2152 | 949.8426 | 992.0395 | 1054.4291 | 1081.2124 | 1148.4599 | 1185.7959 | 1166.2433 | 1279.6142 | 1308.8147 | 1312.2497 | 1354.9412 | 1423.2078 | 1435.4501
TAS1 | Behind the meter battery | 17.7268 | 25.258 | 31.8796 | 36.8828 | 40.8056 | 43.7449 | 49.8517 | 57.8255 | 65.3781 | 74.8771 | 86.0537 | 97.1794 | 107.2079 | 115.78 | 122.5546 | 127.7856 | 130.4018 | 130.5224 | 129.8666 | 130.0323 | 131.846 | 132.2708 | 134.0073 | 133.3247 | 133.5451 | 132.7872 | 130.7254
TAS1 | Behind the meter battery pump | 20.8652 | 29.7174 | 37.5279 | 43.4051 | 48.0333 | 51.4765 | 58.6591 | 68.0734 | 76.9713 | 88.1205 | 101.27 | 114.362 | 126.2303 | 136.2759 | 144.2303 | 150.4525 | 153.4529 | 153.6175 | 152.8175 | 153.0002 | 155.1672 | 155.7358 | 157.6882 | 156.9658 | 157.2412 | 156.2607 | 153.8514

## Option 3A_Capacity
Installed capacity by technology (MW) - Option 3A, Step Change Scenario
Capacity calculated on 1 July. In early study years some wind and solar projects enter later in the financial year and are therefore reflected in the following financial year's capacity.
Explicitly modelled generation
Region | Technology | 2023-24 | 2024-25 | 2025-26 | 2026-27 | 2027-28 | 2028-29 | 2029-30 | 2030-31 | 2031-32 | 2032-33 | 2033-34 | 2034-35 | 2035-36 | 2036-37 | 2037-38 | 2038-39 | 2039-40 | 2040-41 | 2041-42 | 2042-43 | 2043-44 | 2044-45 | 2045-46 | 2046-47 | 2047-48 | 2048-49 | 2049-50
NEM | Black Coal | 16456 | 16456 | 15756 | 12176 | 10156 | 8277 | 7312 | 5912 | 5912 | 5182 | 3082 | 3082 | 3082 | 3082 | 3082 | 3082 | 852 | 426 | 426 | 0 | 0 | 0 | 0 | 0 | 0 | 0 | 0
NEM | Brown Coal | 4820 | 4820 | 4120 | 3370 | 3370 | 2810 | 1720 | 1160 | 1160 | 0 | 0 | 0 | 0 | 0 | 0 | 0 | 0 | 0 | 0 | 0 | 0 | 0 | 0 | 0 | 0 | 0 | 0
NEM | CCGT | 2954.9 | 2774.9 | 2774.9 | 2774.9 | 2774.9 | 2774.9 | 2774.9 | 2774.9 | 2774.9 | 2774.9 | 2774.9 | 2774.9 | 2774.9 | 2389.9 | 1860.9 | 1860.9 | 1716.5 | 1716.5 | 1716.5 | 1716.5 | 1276.5 | 1276.5 | 632 | 388 | 388 | 388 | 388
NEM | Gas - Steam | 1300 | 1300 | 1300 | 500 | 500 | 500 | 500 | 500 | 500 | 500 | 500 | 500 | 500 | 500 | 500 | 500 | 0 | 0 | 0 | 0 | 0 | 0 | 0 | 0 | 0 | 0 | 0
NEM | OCGT / Diesel | 7382.159 | 8132.1602 | 8132.1602 | 8132.1603 | 8132.1603 | 8270.1479 | 8270.1479 | 7887.648 | 7887.648 | 7610.7883 | 7017.2883 | 6900.2883 | 7440.6907 | 7440.6907 | 9084.1758 | 9084.1759 | 8644.1759 | 8524.1759 | 8524.1759 | 8430.1759 | 9473.1471 | 10552.7988 | 10552.7988 | 11755.3784 | 11171.3784 | 13540.6643 | 13021.6643
NEM | Hydro | 7492.42 | 7492.42 | 7492.42 | 7492.42 | 7492.42 | 7492.42 | 7492.42 | 7492.42 | 7492.42 | 7492.42 | 7492.42 | 7492.42 | 7492.42 | 7492.42 | 7406.02 | 7406.02 | 7406.02 | 7406.02 | 7406.02 | 7340.02 | 7340.02 | 7340.02 | 7340.02 | 7340.02 | 7340.02 | 7340.02 | 7340.02
NEM | Hydrogen Turbine | 0 | 0 | 0 | 0 | 0 | 0 | 0 | 0 | 0 | 0 | 0 | 0 | 0 | 0 | 0 | 0 | 0 | 0 | 0 | 0 | 0 | 0 | 0 | 0 | 0 | 0 | 0
NEM | Wind | 10055.738 | 16044.3641 | 16095.6358 | 18228.9958 | 22947.8963 | 28016.6535 | 29579.6441 | 32702.626 | 33792.4105 | 36782.2786 | 40386.1056 | 40451.5081 | 41830.4844 | 42502.1974 | 47239.6691 | 46836.3543 | 46851.8145 | 46846.3022 | 47220.8812 | 50639.8016 | 51898.8453 | 51262.1337 | 50878.0384 | 58915.2459 | 62069.7696 | 63727.2613 | 63958.2258
NEM | Solar PV | 9052.829 | 9912.9341 | 10778.0748 | 10778.0762 | 10778.661 | 11467.645 | 12511.8706 | 14694.6897 | 15049.981 | 18207.4539 | 19971.4061 | 22154.4474 | 22154.4474 | 22425.7137 | 27789.6234 | 28864.381 | 39718.049 | 46769.0742 | 51603.7414 | 61103.6639 | 66446.6784 | 66964.4577 | 67241.9789 | 72918.1169 | 73292.0874 | 77282.4513 | 82264.058
NEM | Grid Battery | 1004.93 | 1004.935 | 1429.7522 | 1429.7565 | 2058.4797 | 3299.8823 | 3374.8826 | 3758.559 | 3790.1076 | 6197.1877 | 6335.1038 | 6310.1039 | 6881.259 | 6831.2591 | 7103.2776 | 7103.2777 | 10345.6161 | 11603.3314 | 15326.7453 | 18139.5579 | 19205.3518 | 20695.2084 | 20278.5668 | 20278.5651 | 19649.8429 | 21324.8681 | 21445.922
NEM | Pumped Hydro | 810 | 810 | 1533.4356 | 1533.4368 | 3595.6272 | 3758.9248 | 3758.9255 | 3809.0071 | 3809.0073 | 4301.7803 | 4301.7804 | 4547.4077 | 4667.5129 | 4667.513 | 6518.6642 | 6518.6642 | 6947.7288 | 6947.729 | 6947.7296 | 6947.7298 | 6947.7301 | 7046.1583 | 7046.1584 | 7876.1613 | 7876.1613 | 7876.1617 | 7876.1621
NEM | VPP | 318.73 | 623.03 | 1035.46 | 1538.9 | 2142.79 | 2807.6 | 3819.27 | 4674.27 | 5519.2001 | 6499.25 | 7698.5399 | 9010.2399 | 10339.3001 | 11714.6999 | 13054.31 | 14363.1999 | 15318.2998 | 16214.4898 | 16978.9203 | 17751.1898 | 18511.9699 | 19307.4097 | 20087.2598 | 20907.45 | 21712.49 | 22566.1805 | 23396.9398
Total excluding storage |  | 61647.706 | 69370.7434 | 70447.8387 | 67954.6456 | 73948.9343 | 79475.1735 | 81114.0607 | 85366.1199 | 87687.6744 | 95548.0587 | 99559.5441 | 103223.3152 | 107163.0145 | 109046.3937 | 123638.6401 | 125618.9729 | 137800.2041 | 146453.6225 | 156150.7138 | 172068.6389 | 181100.2427 | 184444.6867 | 184056.8212 | 200378.9375 | 203499.7496 | 214045.6072 | 219690.992
Region | Technology | 2023-24 | 2024-25 | 2025-26 | 2026-27 | 2027-28 | 2028-29 | 2029-30 | 2030-31 | 2031-32 | 2032-33 | 2033-34 | 2034-35 | 2035-36 | 2036-37 | 2037-38 | 2038-39 | 2039-40 | 2040-41 | 2041-42 | 2042-43 | 2043-44 | 2044-45 | 2045-46 | 2046-47 | 2047-48 | 2048-49 | 2049-50
NSW1 | Black Coal | 8330 | 8330 | 8330 | 5450 | 4130 | 3445 | 2760 | 2760 | 2760 | 2760 | 1390 | 1390 | 1390 | 1390 | 1390 | 1390 | 0 | 0 | 0 | 0 | 0 | 0 | 0 | 0 | 0 | 0 | 0
NSW1 | Brown Coal | 0 | 0 | 0 | 0 | 0 | 0 | 0 | 0 | 0 | 0 | 0 | 0 | 0 | 0 | 0 | 0 | 0 | 0 | 0 | 0 | 0 | 0 | 0 | 0 | 0 | 0 | 0
NSW1 | CCGT | 440 | 440 | 440 | 440 | 440 | 440 | 440 | 440 | 440 | 440 | 440 | 440 | 440 | 440 | 440 | 440 | 440 | 440 | 440 | 440 | 0 | 0 | 0 | 0 | 0 | 0 | 0
NSW1 | Gas - Steam | 0 | 0 | 0 | 0 | 0 | 0 | 0 | 0 | 0 | 0 | 0 | 0 | 0 | 0 | 0 | 0 | 0 | 0 | 0 | 0 | 0 | 0 | 0 | 0 | 0 | 0 | 0
NSW1 | OCGT / Diesel | 1888.999 | 2638.9997 | 2638.9997 | 2638.9997 | 2638.9997 | 2638.9997 | 2638.9997 | 2638.9997 | 2638.9997 | 2638.9997 | 2638.9997 | 2638.9997 | 2638.9997 | 2638.9997 | 3496.6925 | 3496.6925 | 3496.6925 | 3496.6925 | 3496.6925 | 3496.6925 | 3496.6926 | 2969.2173 | 2969.2173 | 3259.4359 | 3259.4359 | 3259.4368 | 3259.4368
NSW1 | Hydro | 2525 | 2525 | 2525 | 2525 | 2525 | 2525 | 2525 | 2525 | 2525 | 2525 | 2525 | 2525 | 2525 | 2525 | 2525 | 2525 | 2525 | 2525 | 2525 | 2525 | 2525 | 2525 | 2525 | 2525 | 2525 | 2525 | 2525
NSW1 | Hydrogen Turbine | 0 | 0 | 0 | 0 | 0 | 0 | 0 | 0 | 0 | 0 | 0 | 0 | 0 | 0 | 0 | 0 | 0 | 0 | 0 | 0 | 0 | 0 | 0 | 0 | 0 | 0 | 0
NSW1 | Wind | 1886.96 | 4667.8122 | 4719.0839 | 5593.4808 | 8812.9017 | 9595.3133 | 9837.0061 | 9886.933 | 9886.9331 | 11038.6686 | 11757.6129 | 11994.8635 | 13595.7338 | 14289.703 | 14664.0461 | 14461.5663 | 14472.5918 | 14335.255 | 14432.2127 | 15742.7511 | 17013.4562 | 17013.4564 | 17055.017 | 18334.2851 | 20098.7034 | 19702.7036 | 19589.5174
NSW1 | Solar PV | 3745.541 | 4459.6431 | 5324.7828 | 5324.7829 | 5325.3674 | 5873.3855 | 6891.0705 | 8348.6163 | 8348.6163 | 8843.6752 | 9658.5421 | 9658.5462 | 9658.5462 | 9910.4316 | 11890.7988 | 12393.3188 | 15682.4557 | 17984.0253 | 18283.1721 | 19482.754 | 19968.5996 | 19968.5996 | 19968.5996 | 22149.2358 | 22776.5529 | 24080.5289 | 25755.6052
NSW1 | Grid Battery | 50 | 50.0032 | 474.8202 | 474.8206 | 1103.5434 | 1479.3836 | 1554.3837 | 1554.3851 | 1554.3852 | 2273.304 | 2273.304 | 2273.304 | 2273.3054 | 2223.3054 | 2223.3055 | 2223.3056 | 3773.6817 | 3773.6834 | 4626.7326 | 4782.4498 | 4904.0889 | 5473.4984 | 5066.8569 | 5066.8586 | 4438.1361 | 5402.6546 | 5327.6615
NSW1 | Pumped Hydro | 240 | 240 | 713.4334 | 713.4334 | 2775.6236 | 2775.6238 | 2775.6239 | 2775.6239 | 2775.6239 | 2775.6239 | 2775.6239 | 2775.6239 | 2775.6241 | 2775.6241 | 2775.6263 | 2775.6263 | 2775.6263 | 2775.6263 | 2775.6264 | 2775.6264 | 2775.6266 | 2775.63 | 2775.63 | 2775.6318 | 2775.6318 | 2775.6318 | 2775.6319
NSW1 | VPP | 97.18 | 193.89 | 321.47 | 477.31 | 663.94 | 884.26 | 1223.6 | 1508.4199 | 1818.1601 | 2178.94 | 2618.45 | 3090.16 | 3561.6901 | 4049.33 | 4508.48 | 4960.7201 | 5286.7 | 5588.1199 | 5842.6702 | 6109.57 | 6370.5701 | 6645.5899 | 6914.0398 | 7197.4098 | 7473.8901 | 7766.0502 | 8050.0099
Total excluding storage |  | 19203.68 | 23545.3482 | 25487.59 | 23637.8274 | 28415.3758 | 29656.9659 | 30645.6838 | 32437.978 | 32747.7182 | 35474.2113 | 36077.5326 | 36786.4973 | 38858.8993 | 40242.3939 | 43913.9491 | 44666.2296 | 48452.748 | 50918.4025 | 52422.1065 | 55354.8438 | 57054.034 | 57370.9915 | 57274.3605 | 61307.857 | 63347.3503 | 65512.0059 | 67282.8626
Region | Technology | 2023-24 | 2024-25 | 2025-26 | 2026-27 | 2027-28 | 2028-29 | 2029-30 | 2030-31 | 2031-32 | 2032-33 | 2033-34 | 2034-35 | 2035-36 | 2036-37 | 2037-38 | 2038-39 | 2039-40 | 2040-41 | 2041-42 | 2042-43 | 2043-44 | 2044-45 | 2045-46 | 2046-47 | 2047-48 | 2048-49 | 2049-50
QLD1 | Black Coal | 8126 | 8126 | 7426 | 6726 | 6026 | 4832 | 4552 | 3152 | 3152 | 2422 | 1692 | 1692 | 1692 | 1692 | 1692 | 1692 | 852 | 426 | 426 | 0 | 0 | 0 | 0 | 0 | 0 | 0 | 0
QLD1 | Brown Coal | 0 | 0 | 0 | 0 | 0 | 0 | 0 | 0 | 0 | 0 | 0 | 0 | 0 | 0 | 0 | 0 | 0 | 0 | 0 | 0 | 0 | 0 | 0 | 0 | 0 | 0 | 0
QLD1 | CCGT | 1597.9 | 1597.9 | 1597.9 | 1597.9 | 1597.9 | 1597.9 | 1597.9 | 1597.9 | 1597.9 | 1597.9 | 1597.9 | 1597.9 | 1597.9 | 1212.9 | 1212.9 | 1212.9 | 1068.5 | 1068.5 | 1068.5 | 1068.5 | 1068.5 | 1068.5 | 424 | 180 | 180 | 180 | 180
QLD1 | Gas - Steam | 0 | 0 | 0 | 0 | 0 | 0 | 0 | 0 | 0 | 0 | 0 | 0 | 0 | 0 | 0 | 0 | 0 | 0 | 0 | 0 | 0 | 0 | 0 | 0 | 0 | 0 | 0
QLD1 | OCGT / Diesel | 1954.5 | 1954.5001 | 1954.5001 | 1954.5001 | 1954.5001 | 2092.4877 | 2092.4877 | 2092.4877 | 2092.4877 | 2092.4877 | 1668.9877 | 1551.9877 | 1551.9877 | 1551.9877 | 2249.7473 | 2249.7474 | 2249.7474 | 2249.7474 | 2249.7474 | 2249.7474 | 2249.7474 | 2249.7474 | 2249.7474 | 3316.1083 | 3316.1083 | 5685.3933 | 5166.3933
QLD1 | Hydro | 152.4 | 152.4 | 152.4 | 152.4 | 152.4 | 152.4 | 152.4 | 152.4 | 152.4 | 152.4 | 152.4 | 152.4 | 152.4 | 152.4 | 66 | 66 | 66 | 66 | 66 | 0 | 0 | 0 | 0 | 0 | 0 | 0 | 0
QLD1 | Hydrogen Turbine | 0 | 0 | 0 | 0 | 0 | 0 | 0 | 0 | 0 | 0 | 0 | 0 | 0 | 0 | 0 | 0 | 0 | 0 | 0 | 0 | 0 | 0 | 0 | 0 | 0 | 0 | 0
QLD1 | Wind | 1133.518 | 2425.709 | 2425.709 | 2947.4924 | 4106.5214 | 7122.6174 | 7175.9396 | 8771.6201 | 8793.6133 | 10082.1856 | 11336.3877 | 11356.5395 | 11356.5395 | 11356.5397 | 13441.9935 | 13441.9935 | 13441.9935 | 13685.992 | 13963.6132 | 15005.7812 | 15519.6314 | 15066.6314 | 15023.4315 | 19030.529 | 19811.554 | 21220.5049 | 21409.6142
QLD1 | Solar PV | 3646.985 | 3792.9858 | 3792.9862 | 3792.9863 | 3792.9863 | 3933.9522 | 3960.4925 | 4685.7635 | 5047.1744 | 6157.6785 | 7106.7639 | 8072.8381 | 8072.8381 | 7951.8382 | 10034.7323 | 10606.9695 | 17634.1003 | 20107.798 | 20642.2931 | 27821.2251 | 27656.4059 | 27455.3059 | 27771.31 | 30767.9387 | 30498.4947 | 31889.1352 | 34689.7116
QLD1 | Grid Battery | 100 | 100.0004 | 100.0005 | 100.0007 | 100.0009 | 965.5633 | 965.5634 | 1209.6005 | 1241.1486 | 2199.545 | 2392.791 | 2392.791 | 2392.791 | 2392.791 | 2392.7911 | 2392.7911 | 3953.2429 | 3953.243 | 5359.5922 | 8016.6871 | 8016.6871 | 8016.6869 | 8016.6868 | 8016.6867 | 8016.6866 | 8727.1927 | 8727.1927
QLD1 | Pumped Hydro | 570 | 570 | 820.0005 | 820.0008 | 820.0008 | 983.2981 | 983.2981 | 983.2981 | 983.2981 | 983.2981 | 983.2981 | 1228.9253 | 1228.9254 | 1228.9254 | 2988.8734 | 2988.8734 | 3417.9379 | 3417.9379 | 3417.9379 | 3417.9379 | 3417.9379 | 3417.9379 | 3417.9379 | 4247.9389 | 4247.9389 | 4247.9389 | 4247.9389
QLD1 | VPP | 70.65 | 151.98 | 266.91 | 406.55 | 573.37 | 775 | 1088.95 | 1359.6801 | 1609.11 | 1901.09 | 2255.9299 | 2641.22 | 3035.73 | 3438.95 | 3828.0601 | 4218.1699 | 4496.1499 | 4751.3198 | 4961.6001 | 5182.0498 | 5399.3799 | 5623.0098 | 5842.4302 | 6071.3901 | 6296.3501 | 6536.04 | 6765.5898
Total excluding storage |  | 17351.953 | 18871.4753 | 18536.4063 | 18497.8303 | 19123.6795 | 22455.2186 | 22569.0312 | 24004.7499 | 24669.132 | 27588.5848 | 29186.4584 | 30686.6016 | 31081.1117 | 30978.3319 | 37907.0976 | 38869.4448 | 47179.672 | 49726.538 | 52155.2839 | 62761.9285 | 63328.2896 | 62897.8193 | 62745.5438 | 71630.5918 | 72367.1326 | 78486.2051 | 81186.4406
Region | Technology | 2023-24 | 2024-25 | 2025-26 | 2026-27 | 2027-28 | 2028-29 | 2029-30 | 2030-31 | 2031-32 | 2032-33 | 2033-34 | 2034-35 | 2035-36 | 2036-37 | 2037-38 | 2038-39 | 2039-40 | 2040-41 | 2041-42 | 2042-43 | 2043-44 | 2044-45 | 2045-46 | 2046-47 | 2047-48 | 2048-49 | 2049-50
VIC1 | Black Coal | 0 | 0 | 0 | 0 | 0 | 0 | 0 | 0 | 0 | 0 | 0 | 0 | 0 | 0 | 0 | 0 | 0 | 0 | 0 | 0 | 0 | 0 | 0 | 0 | 0 | 0 | 0
VIC1 | Brown Coal | 4820 | 4820 | 4120 | 3370 | 3370 | 2810 | 1720 | 1160 | 1160 | 0 | 0 | 0 | 0 | 0 | 0 | 0 | 0 | 0 | 0 | 0 | 0 | 0 | 0 | 0 | 0 | 0 | 0
VIC1 | CCGT | 0 | 0 | 0 | 0 | 0 | 0 | 0 | 0 | 0 | 0 | 0 | 0 | 0 | 0 | 0 | 0 | 0 | 0 | 0 | 0 | 0 | 0 | 0 | 0 | 0 | 0 | 0
VIC1 | Gas - Steam | 500 | 500 | 500 | 500 | 500 | 500 | 500 | 500 | 500 | 500 | 500 | 500 | 500 | 500 | 500 | 500 | 0 | 0 | 0 | 0 | 0 | 0 | 0 | 0 | 0 | 0 | 0
VIC1 | OCGT / Diesel | 1900 | 1900.0003 | 1900.0003 | 1900.0003 | 1900.0003 | 1900.0003 | 1900.0003 | 1900.0003 | 1900.0003 | 1900.0004 | 1730.0004 | 1730.0004 | 2350.4014 | 2350.4014 | 2438.4332 | 2438.4332 | 1998.4332 | 1998.4332 | 1998.4332 | 1904.4332 | 2891.8596 | 4708.9857 | 4708.9857 | 4708.9857 | 4124.9857 | 4124.9857 | 4124.9857
VIC1 | Hydro | 2264.02 | 2264.02 | 2264.02 | 2264.02 | 2264.02 | 2264.02 | 2264.02 | 2264.02 | 2264.02 | 2264.02 | 2264.02 | 2264.02 | 2264.02 | 2264.02 | 2264.02 | 2264.02 | 2264.02 | 2264.02 | 2264.02 | 2264.02 | 2264.02 | 2264.02 | 2264.02 | 2264.02 | 2264.02 | 2264.02 | 2264.02
VIC1 | Hydrogen Turbine | 0 | 0 | 0 | 0 | 0 | 0 | 0 | 0 | 0 | 0 | 0 | 0 | 0 | 0 | 0 | 0 | 0 | 0 | 0 | 0 | 0 | 0 | 0 | 0 | 0 | 0 | 0
VIC1 | Wind | 4121.91 | 5003.2955 | 5003.2955 | 5408.6975 | 5675.604 | 6108.6998 | 6778.2138 | 8245.3688 | 8245.3688 | 8611.0635 | 10235.0574 | 10043.0575 | 10043.0575 | 10043.0576 | 11692.4128 | 11524.1506 | 11524.1534 | 11318.304 | 11318.304 | 11758.6916 | 11434.8916 | 11122.8917 | 11083.6358 | 12393.3426 | 12235.2172 | 12619.6728 | 12088.4229
VIC1 | Solar PV | 1081.573 | 1081.5737 | 1081.5738 | 1081.5749 | 1081.5751 | 1081.5751 | 1081.5753 | 1081.5761 | 1081.5765 | 2246.0237 | 2246.0237 | 2814.6738 | 2814.6738 | 2955.0546 | 3158.5234 | 3158.5236 | 3471.5068 | 3471.5068 | 6583.4371 | 7332.2728 | 9118.1393 | 10107.0183 | 10075.9154 | 10212.0136 | 10263.0122 | 11145.0541 | 11589.0389
VIC1 | Grid Battery | 375.33 | 375.3306 | 375.3306 | 375.3335 | 375.3335 | 375.3335 | 375.3335 | 544.9634 | 544.9635 | 701.3505 | 646.0205 | 646.0205 | 957.1156 | 957.1156 | 957.1158 | 957.1158 | 1088.6259 | 1634.6716 | 2510.2647 | 2510.265 | 2749.291 | 3385.9605 | 3385.9605 | 3385.9578 | 3385.9579 | 3385.958 | 3582.0005
VIC1 | Pumped Hydro | 0 | 0 | 0.00045272 | 0.0010579 | 0.0010639 | 0.001069 | 0.0010763 | 0.0016802 | 0.0016814 | 0.0016864 | 0.0016917 | 0.0016976 | 0.0021896 | 0.0022071 | 0.0048039 | 0.0048101 | 0.0048813 | 0.0049077 | 0.0052815 | 0.0052981 | 0.0053171 | 73.0121 | 73.0122 | 73.0122 | 73.0122 | 73.0125 | 73.0125
VIC1 | VPP | 55.8 | 137.17 | 254.76 | 407.72 | 597.23 | 772.53 | 1024.9 | 1224.19 | 1402.07 | 1599.26 | 1857.38 | 2156.22 | 2463.1699 | 2788.1399 | 3128.7199 | 3444.1299 | 3686.7299 | 3923.1 | 4132.3601 | 4321.16 | 4507.69 | 4703.0901 | 4895.4999 | 5098.49 | 5298.7098 | 5511.8401 | 5721.1202
Total excluding storage |  | 15118.633 | 16081.3901 | 15498.9807 | 15307.3473 | 15763.7639 | 15812.1598 | 15644.044 | 16920.1204 | 17098.0008 | 17821.7197 | 19478.5036 | 20153.9938 | 21392.4404 | 21857.7913 | 24139.2299 | 24286.3779 | 24033.474 | 24610.0405 | 28806.8244 | 30090.8479 | 32965.8968 | 36364.9783 | 36487.0294 | 38135.822 | 37644.9151 | 39124.5432 | 39442.6008
Region | Technology | 2023-24 | 2024-25 | 2025-26 | 2026-27 | 2027-28 | 2028-29 | 2029-30 | 2030-31 | 2031-32 | 2032-33 | 2033-34 | 2034-35 | 2035-36 | 2036-37 | 2037-38 | 2038-39 | 2039-40 | 2040-41 | 2041-42 | 2042-43 | 2043-44 | 2044-45 | 2045-46 | 2046-47 | 2047-48 | 2048-49 | 2049-50
SA1 | Black Coal | 0 | 0 | 0 | 0 | 0 | 0 | 0 | 0 | 0 | 0 | 0 | 0 | 0 | 0 | 0 | 0 | 0 | 0 | 0 | 0 | 0 | 0 | 0 | 0 | 0 | 0 | 0
SA1 | Brown Coal | 0 | 0 | 0 | 0 | 0 | 0 | 0 | 0 | 0 | 0 | 0 | 0 | 0 | 0 | 0 | 0 | 0 | 0 | 0 | 0 | 0 | 0 | 0 | 0 | 0 | 0 | 0
SA1 | CCGT | 709 | 529 | 529 | 529 | 529 | 529 | 529 | 529 | 529 | 529 | 529 | 529 | 529 | 529 | 0 | 0 | 0 | 0 | 0 | 0 | 0 | 0 | 0 | 0 | 0 | 0 | 0
SA1 | Gas - Steam | 800 | 800 | 800 | 0 | 0 | 0 | 0 | 0 | 0 | 0 | 0 | 0 | 0 | 0 | 0 | 0 | 0 | 0 | 0 | 0 | 0 | 0 | 0 | 0 | 0 | 0 | 0
SA1 | OCGT / Diesel | 1460.66 | 1460.6601 | 1460.6601 | 1460.6601 | 1460.6601 | 1460.6601 | 1460.6601 | 1078.1601 | 1078.1601 | 801.3003 | 801.3003 | 801.3003 | 721.3011 | 721.3011 | 721.3019 | 721.3019 | 721.3019 | 721.3019 | 721.3019 | 721.3019 | 776.8467 | 566.8467 | 566.8467 | 412.8467 | 412.8467 | 412.8467 | 412.8467
SA1 | Hydro | 0 | 0 | 0 | 0 | 0 | 0 | 0 | 0 | 0 | 0 | 0 | 0 | 0 | 0 | 0 | 0 | 0 | 0 | 0 | 0 | 0 | 0 | 0 | 0 | 0 | 0 | 0
SA1 | Hydrogen Turbine | 0 | 0 | 0 | 0 | 0 | 0 | 0 | 0 | 0 | 0 | 0 | 0 | 0 | 0 | 0 | 0 | 0 | 0 | 0 | 0 | 0 | 0 | 0 | 0 | 0 | 0 | 0
SA1 | Wind | 2349.75 | 2784.2783 | 2784.2783 | 3099.8787 | 3066.8788 | 3845.6291 | 3982.6781 | 3986.3527 | 3986.3527 | 4169.3195 | 4176.0062 | 4176.0062 | 3954.1122 | 3931.8557 | 4560.1753 | 4527.6026 | 4521.0406 | 4547.7645 | 4547.7645 | 5173.591 | 4971.8793 | 5244.1675 | 4900.9675 | 6342.1024 | 7109.3081 | 7369.3931 | 8055.6844
SA1 | Solar PV | 578.73 | 578.7313 | 578.7317 | 578.7318 | 578.7318 | 578.7318 | 578.7319 | 578.7332 | 572.6132 | 960.0758 | 960.0758 | 1608.3884 | 1608.3884 | 1608.3884 | 2705.568 | 2705.568 | 2929.9849 | 5055.7433 | 5944.8385 | 6317.4112 | 9553.5328 | 9283.5328 | 9276.1528 | 9638.9276 | 9604.0264 | 10017.7312 | 10079.7003
SA1 | Grid Battery | 479.6 | 479.6004 | 479.6006 | 479.6013 | 479.6013 | 479.6013 | 479.6013 | 449.6086 | 449.6086 | 1022.9859 | 1022.9859 | 997.9859 | 1258.0446 | 1258.0446 | 1530.0624 | 1530.0624 | 1530.0627 | 2241.7306 | 2830.1529 | 2830.1532 | 3535.2815 | 3819.0584 | 3809.0583 | 3809.0577 | 3809.0577 | 3809.0578 | 3809.0613
SA1 | Pumped Hydro | 0 | 0 | 0.00038062 | 0.00056628 | 0.00057411 | 0.00057927 | 0.00059112 | 0.0007469 | 0.0007485 | 0.00076887 | 0.00077867 | 0.00078788 | 0.00092043 | 0.0009286 | 0.001176 | 0.0011809 | 0.0011949 | 0.0012848 | 0.001423 | 0.0015283 | 0.0015729 | 0.0018652 | 0.001873 | 0.0018772 | 0.0018826 | 0.0018925 | 0.0020407
SA1 | VPP | 88.62 | 126.93 | 170.25 | 214.27 | 262.04 | 314.13 | 396.52 | 477.31 | 565.27 | 670.98 | 790.06 | 915.3 | 1040.16 | 1167.34 | 1287.02 | 1406.9399 | 1492.74 | 1574.29 | 1645.8199 | 1722.14 | 1798.65 | 1879.62 | 1959.37 | 2043.49 | 2126.73 | 2214.3501 | 2301.9099
Total excluding storage |  | 6466.36 | 6759.2001 | 6802.5211 | 6362.1425 | 6376.9126 | 7207.7529 | 7427.192 | 7099.1654 | 7181.0055 | 8153.6623 | 8279.4289 | 9027.9815 | 9111.0073 | 9215.9308 | 10804.1287 | 10891.476 | 11195.1313 | 14140.8316 | 15689.8791 | 16764.5988 | 20636.1918 | 20793.2272 | 20512.3971 | 22246.4262 | 23061.9708 | 23823.3808 | 24659.2047
Region | Technology | 2023-24 | 2024-25 | 2025-26 | 2026-27 | 2027-28 | 2028-29 | 2029-30 | 2030-31 | 2031-32 | 2032-33 | 2033-34 | 2034-35 | 2035-36 | 2036-37 | 2037-38 | 2038-39 | 2039-40 | 2040-41 | 2041-42 | 2042-43 | 2043-44 | 2044-45 | 2045-46 | 2046-47 | 2047-48 | 2048-49 | 2049-50
TAS1 | Black Coal | 0 | 0 | 0 | 0 | 0 | 0 | 0 | 0 | 0 | 0 | 0 | 0 | 0 | 0 | 0 | 0 | 0 | 0 | 0 | 0 | 0 | 0 | 0 | 0 | 0 | 0 | 0
TAS1 | Brown Coal | 0 | 0 | 0 | 0 | 0 | 0 | 0 | 0 | 0 | 0 | 0 | 0 | 0 | 0 | 0 | 0 | 0 | 0 | 0 | 0 | 0 | 0 | 0 | 0 | 0 | 0 | 0
TAS1 | CCGT | 208 | 208 | 208 | 208 | 208 | 208 | 208 | 208 | 208 | 208 | 208 | 208 | 208 | 208 | 208 | 208 | 208 | 208 | 208 | 208 | 208 | 208 | 208 | 208 | 208 | 208 | 208
TAS1 | Gas - Steam | 0 | 0 | 0 | 0 | 0 | 0 | 0 | 0 | 0 | 0 | 0 | 0 | 0 | 0 | 0 | 0 | 0 | 0 | 0 | 0 | 0 | 0 | 0 | 0 | 0 | 0 | 0
TAS1 | OCGT / Diesel | 178 | 178 | 178 | 178 | 178 | 178.0001 | 178.0001 | 178.0001 | 178.0001 | 178.0003 | 178.0003 | 178.0003 | 178.0007 | 178.0007 | 178.0008 | 178.0008 | 178.0008 | 58.0008 | 58.0008 | 58.0008 | 58.0009 | 58.0018 | 58.0018 | 58.0018 | 58.0018 | 58.0018 | 58.0018
TAS1 | Hydro | 2551 | 2551 | 2551 | 2551 | 2551 | 2551 | 2551 | 2551 | 2551 | 2551 | 2551 | 2551 | 2551 | 2551 | 2551 | 2551 | 2551 | 2551 | 2551 | 2551 | 2551 | 2551 | 2551 | 2551 | 2551 | 2551 | 2551
TAS1 | Hydrogen Turbine | 0 | 0 | 0 | 0 | 0 | 0 | 0 | 0 | 0 | 0 | 0 | 0 | 0 | 0 | 0 | 0 | 0 | 0 | 0 | 0 | 0 | 0 | 0 | 0 | 0 | 0 | 0
TAS1 | Wind | 563.6 | 1163.2691 | 1163.2691 | 1179.4465 | 1285.9904 | 1344.394 | 1805.8065 | 1812.3514 | 2880.1427 | 2881.0414 | 2881.0414 | 2881.0414 | 2881.0414 | 2881.0414 | 2881.0414 | 2881.0413 | 2892.0352 | 2958.9867 | 2958.9868 | 2958.9868 | 2958.9868 | 2814.9868 | 2814.9867 | 2814.9868 | 2814.9869 | 2814.9869 | 2814.9869
TAS1 | Solar PV | 0 | 0.00025514 | 0.00025565 | 0.0003901 | 0.00039248 | 0.00039499 | 0.0004114 | 0.00052037 | 0.00052299 | 0.0006963 | 0.00069852 | 0.00092116 | 0.00092263 | 0.00092912 | 0.0010257 | 0.0010377 | 0.0013206 | 150.0007 | 150.0007 | 150.0007 | 150.0008 | 150.0011 | 150.0011 | 150.0012 | 150.0012 | 150.002 | 150.002
TAS1 | Grid Battery | 0 | 0.00031454 | 0.00039185 | 0.00045587 | 0.00056632 | 0.00056838 | 0.00072301 | 0.0014462 | 0.0016999 | 0.0023735 | 0.0023837 | 0.0023895 | 0.0024039 | 0.0024207 | 0.0028162 | 0.0028352 | 0.0028561 | 0.002873 | 0.0029166 | 0.002939 | 0.0032785 | 0.0043487 | 0.0042865 | 0.0042861 | 0.0044996 | 0.0050177 | 0.0060078
TAS1 | Pumped Hydro | 0 | 0 | 0.00082856 | 0.00092816 | 0.0011129 | 0.001232 | 0.0019333 | 50.0828 | 50.0829 | 542.8559 | 542.8559 | 542.8559 | 662.9604 | 662.9604 | 754.1586 | 754.1586 | 754.1586 | 754.1586 | 754.1586 | 754.1587 | 754.1587 | 779.5765 | 779.5765 | 779.5765 | 779.5765 | 779.5766 | 779.5767
TAS1 | VPP | 6.48 | 13.06 | 22.07 | 33.05 | 46.21 | 61.68 | 85.3 | 104.67 | 124.59 | 148.98 | 176.72 | 207.34 | 238.55 | 270.94 | 302.03 | 333.24 | 355.98 | 377.66 | 396.47 | 416.27 | 435.68 | 456.1 | 475.92 | 496.67 | 516.81 | 537.9 | 558.31
Total excluding storage |  | 3507.08 | 4113.3297 | 4122.3406 | 4149.4982 | 4269.2025 | 4343.0763 | 4828.1097 | 4904.1063 | 5991.8179 | 6509.8806 | 6537.6207 | 6568.2409 | 6719.5558 | 6751.9459 | 6874.2347 | 6905.4446 | 6939.1788 | 7057.8098 | 7076.6198 | 7096.4199 | 7115.8304 | 7017.6705 | 7037.4904 | 7058.2406 | 7078.3808 | 7099.4722 | 7119.8834
Explicitly modelled pumping
Region | Technology | 2023-24 | 2024-25 | 2025-26 | 2026-27 | 2027-28 | 2028-29 | 2029-30 | 2030-31 | 2031-32 | 2032-33 | 2033-34 | 2034-35 | 2035-36 | 2036-37 | 2037-38 | 2038-39 | 2039-40 | 2040-41 | 2041-42 | 2042-43 | 2043-44 | 2044-45 | 2045-46 | 2046-47 | 2047-48 | 2048-49 | 2049-50
NEM | Grid Battery pump | 954.93 | 954.935 | 1379.7522 | 1379.7565 | 2008.4797 | 3249.8823 | 3324.8826 | 3708.559 | 3740.1076 | 6147.1877 | 6285.1038 | 6260.1039 | 6831.259 | 6781.2591 | 7053.2776 | 7053.2777 | 10295.6161 | 11553.3314 | 15276.7453 | 18089.5579 | 19155.3518 | 20645.2084 | 20228.5668 | 20228.5651 | 19599.8429 | 21274.8681 | 21395.922
NEM | Pumped Hydro Pump | 1310 | 1310 | 2033.4356 | 2033.4368 | 4095.6272 | 4258.9248 | 4258.9255 | 4309.0071 | 4309.0073 | 4801.7803 | 4801.7804 | 5047.4077 | 5167.5129 | 5167.513 | 7018.6642 | 7018.6642 | 7447.7288 | 7447.729 | 7447.7296 | 7447.7298 | 7447.7301 | 7546.1583 | 7546.1584 | 8376.1613 | 8376.1613 | 8376.1617 | 8376.1621
NEM | VPP pump | 318.73 | 623.03 | 1035.46 | 1538.9 | 2142.79 | 2807.6 | 3819.27 | 4674.27 | 5519.2001 | 6499.25 | 7698.5399 | 9010.2399 | 10339.3001 | 11714.6999 | 13054.31 | 14363.1999 | 15318.2998 | 16214.4898 | 16978.9203 | 17751.1898 | 18511.9699 | 19307.4097 | 20087.2598 | 20907.45 | 21712.49 | 22566.1805 | 23396.9398
Region | Technology | 2023-24 | 2024-25 | 2025-26 | 2026-27 | 2027-28 | 2028-29 | 2029-30 | 2030-31 | 2031-32 | 2032-33 | 2033-34 | 2034-35 | 2035-36 | 2036-37 | 2037-38 | 2038-39 | 2039-40 | 2040-41 | 2041-42 | 2042-43 | 2043-44 | 2044-45 | 2045-46 | 2046-47 | 2047-48 | 2048-49 | 2049-50
NSW1 | Grid Battery pump | 50 | 50.0032 | 474.8202 | 474.8206 | 1103.5434 | 1479.3836 | 1554.3837 | 1554.3851 | 1554.3852 | 2273.304 | 2273.304 | 2273.304 | 2273.3054 | 2223.3054 | 2223.3055 | 2223.3056 | 3773.6817 | 3773.6834 | 4626.7326 | 4782.4498 | 4904.0889 | 5473.4984 | 5066.8569 | 5066.8586 | 4438.1361 | 5402.6546 | 5327.6615
NSW1 | Pumped Hydro Pump | 840 | 840 | 1313.4334 | 1313.4334 | 3375.6236 | 3375.6238 | 3375.6239 | 3375.6239 | 3375.6239 | 3375.6239 | 3375.6239 | 3375.6239 | 3375.6241 | 3375.6241 | 3375.6263 | 3375.6263 | 3375.6263 | 3375.6263 | 3375.6264 | 3375.6264 | 3375.6266 | 3375.63 | 3375.63 | 3375.6318 | 3375.6318 | 3375.6318 | 3375.6319
NSW1 | VPP pump | 97.18 | 193.89 | 321.47 | 477.31 | 663.94 | 884.26 | 1223.6 | 1508.4199 | 1818.1601 | 2178.94 | 2618.45 | 3090.16 | 3561.6901 | 4049.33 | 4508.48 | 4960.7201 | 5286.7 | 5588.1199 | 5842.6702 | 6109.57 | 6370.5701 | 6645.5899 | 6914.0398 | 7197.4098 | 7473.8901 | 7766.0502 | 8050.0099
Region | Technology | 2023-24 | 2024-25 | 2025-26 | 2026-27 | 2027-28 | 2028-29 | 2029-30 | 2030-31 | 2031-32 | 2032-33 | 2033-34 | 2034-35 | 2035-36 | 2036-37 | 2037-38 | 2038-39 | 2039-40 | 2040-41 | 2041-42 | 2042-43 | 2043-44 | 2044-45 | 2045-46 | 2046-47 | 2047-48 | 2048-49 | 2049-50
QLD1 | Grid Battery pump | 100 | 100.0004 | 100.0005 | 100.0007 | 100.0009 | 965.5633 | 965.5634 | 1209.6005 | 1241.1486 | 2199.545 | 2392.791 | 2392.791 | 2392.791 | 2392.791 | 2392.7911 | 2392.7911 | 3953.2429 | 3953.243 | 5359.5922 | 8016.6871 | 8016.6871 | 8016.6869 | 8016.6868 | 8016.6867 | 8016.6866 | 8727.1927 | 8727.1927
QLD1 | Pumped Hydro Pump | 470 | 470 | 720.0005 | 720.0008 | 720.0008 | 883.2981 | 883.2981 | 883.2981 | 883.2981 | 883.2981 | 883.2981 | 1128.9253 | 1128.9254 | 1128.9254 | 2888.8734 | 2888.8734 | 3317.9379 | 3317.9379 | 3317.9379 | 3317.9379 | 3317.9379 | 3317.9379 | 3317.9379 | 4147.9389 | 4147.9389 | 4147.9389 | 4147.9389
QLD1 | VPP pump | 70.65 | 151.98 | 266.91 | 406.55 | 573.37 | 775 | 1088.95 | 1359.6801 | 1609.11 | 1901.09 | 2255.9299 | 2641.22 | 3035.73 | 3438.95 | 3828.0601 | 4218.1699 | 4496.1499 | 4751.3198 | 4961.6001 | 5182.0498 | 5399.3799 | 5623.0098 | 5842.4302 | 6071.3901 | 6296.3501 | 6536.04 | 6765.5898
Region | Technology | 2023-24 | 2024-25 | 2025-26 | 2026-27 | 2027-28 | 2028-29 | 2029-30 | 2030-31 | 2031-32 | 2032-33 | 2033-34 | 2034-35 | 2035-36 | 2036-37 | 2037-38 | 2038-39 | 2039-40 | 2040-41 | 2041-42 | 2042-43 | 2043-44 | 2044-45 | 2045-46 | 2046-47 | 2047-48 | 2048-49 | 2049-50
VIC1 | Grid Battery pump | 375.33 | 375.3306 | 375.3306 | 375.3335 | 375.3335 | 375.3335 | 375.3335 | 544.9634 | 544.9635 | 701.3505 | 646.0205 | 646.0205 | 957.1156 | 957.1156 | 957.1158 | 957.1158 | 1088.6259 | 1634.6716 | 2510.2647 | 2510.265 | 2749.291 | 3385.9605 | 3385.9605 | 3385.9578 | 3385.9579 | 3385.958 | 3582.0005
VIC1 | Pumped Hydro Pump | 0 | 0 | 0.00045272 | 0.0010579 | 0.0010639 | 0.001069 | 0.0010763 | 0.0016802 | 0.0016814 | 0.0016864 | 0.0016917 | 0.0016976 | 0.0021896 | 0.0022071 | 0.0048039 | 0.0048101 | 0.0048813 | 0.0049077 | 0.0052815 | 0.0052981 | 0.0053171 | 73.0121 | 73.0122 | 73.0122 | 73.0122 | 73.0125 | 73.0125
VIC1 | VPP pump | 55.8 | 137.17 | 254.76 | 407.72 | 597.23 | 772.53 | 1024.9 | 1224.19 | 1402.07 | 1599.26 | 1857.38 | 2156.22 | 2463.1699 | 2788.1399 | 3128.7199 | 3444.1299 | 3686.7299 | 3923.1 | 4132.3601 | 4321.16 | 4507.69 | 4703.0901 | 4895.4999 | 5098.49 | 5298.7098 | 5511.8401 | 5721.1202
Region | Technology | 2023-24 | 2024-25 | 2025-26 | 2026-27 | 2027-28 | 2028-29 | 2029-30 | 2030-31 | 2031-32 | 2032-33 | 2033-34 | 2034-35 | 2035-36 | 2036-37 | 2037-38 | 2038-39 | 2039-40 | 2040-41 | 2041-42 | 2042-43 | 2043-44 | 2044-45 | 2045-46 | 2046-47 | 2047-48 | 2048-49 | 2049-50
SA1 | Grid Battery pump | 429.6 | 429.6004 | 429.6006 | 429.6013 | 429.6013 | 429.6013 | 429.6013 | 399.6086 | 399.6086 | 972.9859 | 972.9859 | 947.9859 | 1208.0446 | 1208.0446 | 1480.0624 | 1480.0624 | 1480.0627 | 2191.7306 | 2780.1529 | 2780.1532 | 3485.2815 | 3769.0584 | 3759.0583 | 3759.0577 | 3759.0577 | 3759.0578 | 3759.0613
SA1 | Pumped Hydro Pump | 0 | 0 | 0.00038062 | 0.00056628 | 0.00057411 | 0.00057927 | 0.00059112 | 0.0007469 | 0.0007485 | 0.00076887 | 0.00077867 | 0.00078788 | 0.00092043 | 0.0009286 | 0.001176 | 0.0011809 | 0.0011949 | 0.0012848 | 0.001423 | 0.0015283 | 0.0015729 | 0.0018652 | 0.001873 | 0.0018772 | 0.0018826 | 0.0018925 | 0.0020407
SA1 | VPP pump | 88.62 | 126.93 | 170.25 | 214.27 | 262.04 | 314.13 | 396.52 | 477.31 | 565.27 | 670.98 | 790.06 | 915.3 | 1040.16 | 1167.34 | 1287.02 | 1406.9399 | 1492.74 | 1574.29 | 1645.8199 | 1722.14 | 1798.65 | 1879.62 | 1959.37 | 2043.49 | 2126.73 | 2214.3501 | 2301.9099
Region | Technology | 2023-24 | 2024-25 | 2025-26 | 2026-27 | 2027-28 | 2028-29 | 2029-30 | 2030-31 | 2031-32 | 2032-33 | 2033-34 | 2034-35 | 2035-36 | 2036-37 | 2037-38 | 2038-39 | 2039-40 | 2040-41 | 2041-42 | 2042-43 | 2043-44 | 2044-45 | 2045-46 | 2046-47 | 2047-48 | 2048-49 | 2049-50
TAS1 | Grid Battery pump | 0 | 0.00031454 | 0.00039185 | 0.00045587 | 0.00056632 | 0.00056838 | 0.00072301 | 0.0014462 | 0.0016999 | 0.0023735 | 0.0023837 | 0.0023895 | 0.0024039 | 0.0024207 | 0.0028162 | 0.0028352 | 0.0028561 | 0.002873 | 0.0029166 | 0.002939 | 0.0032785 | 0.0043487 | 0.0042865 | 0.0042861 | 0.0044996 | 0.0050177 | 0.0060078
TAS1 | Pumped Hydro Pump | 0 | 0 | 0.00082856 | 0.00092816 | 0.0011129 | 0.001232 | 0.0019333 | 50.0828 | 50.0829 | 542.8559 | 542.8559 | 542.8559 | 662.9604 | 662.9604 | 754.1586 | 754.1586 | 754.1586 | 754.1586 | 754.1586 | 754.1587 | 754.1587 | 779.5765 | 779.5765 | 779.5765 | 779.5765 | 779.5766 | 779.5767
TAS1 | VPP pump | 6.48 | 13.06 | 22.07 | 33.05 | 46.21 | 61.68 | 85.3 | 104.67 | 124.59 | 148.98 | 176.72 | 207.34 | 238.55 | 270.94 | 302.03 | 333.24 | 355.98 | 377.66 | 396.47 | 416.27 | 435.68 | 456.1 | 475.92 | 496.67 | 516.81 | 537.9 | 558.31
Non-controllable capacity
Region | Technology | 2023-24 | 2024-25 | 2025-26 | 2026-27 | 2027-28 | 2028-29 | 2029-30 | 2030-31 | 2031-32 | 2032-33 | 2033-34 | 2034-35 | 2035-36 | 2036-37 | 2037-38 | 2038-39 | 2039-40 | 2040-41 | 2041-42 | 2042-43 | 2043-44 | 2044-45 | 2045-46 | 2046-47 | 2047-48 | 2048-49 | 2049-50
NEM | Distributed PV | 21305.3199 | 23783.7875 | 26307.9402 | 28683.0656 | 30997.3311 | 33056.1738 | 35131.4286 | 37225.1411 | 39139.2597 | 41092.1585 | 43056.1697 | 44973.918 | 46776.6488 | 48455.6888 | 50096.6069 | 51732.2029 | 53368.4087 | 54991.7064 | 56590.529 | 58157.7847 | 59721.6486 | 61252.1457 | 62750.1401 | 64227.6819 | 65692.4157 | 67156.842 | 68592.5947
NEM | Behind the meter battery | 1532.774 | 2363.942 | 3138.813 | 3799.655 | 4362.937 | 4766.226 | 5452.85 | 6404.258 | 7275.412 | 8208.606 | 9365.756 | 10518.285 | 11616.745 | 12616.001 | 13522.413 | 14246.216 | 14595.405 | 14782.715 | 14854.807 | 14850.894 | 14858.858 | 14816.816 | 14786.692 | 14709.851 | 14647.112 | 14542.039 | 14447.076
NEM | Behind the meter battery pump | 1532.774 | 2363.942 | 3138.813 | 3799.655 | 4362.937 | 4766.226 | 5452.85 | 6404.258 | 7275.412 | 8208.606 | 9365.756 | 10518.285 | 11616.745 | 12616.001 | 13522.413 | 14246.216 | 14595.405 | 14782.715 | 14854.807 | 14850.894 | 14858.858 | 14816.816 | 14786.692 | 14709.851 | 14647.112 | 14542.039 | 14447.076
Region | Technology | 2023-24 | 2024-25 | 2025-26 | 2026-27 | 2027-28 | 2028-29 | 2029-30 | 2030-31 | 2031-32 | 2032-33 | 2033-34 | 2034-35 | 2035-36 | 2036-37 | 2037-38 | 2038-39 | 2039-40 | 2040-41 | 2041-42 | 2042-43 | 2043-44 | 2044-45 | 2045-46 | 2046-47 | 2047-48 | 2048-49 | 2049-50
NSW1 | Distributed PV | 6922.7278 | 7729.2309 | 8520.6213 | 9270.916 | 9991.0548 | 10709.4737 | 11436.4432 | 12170.0293 | 12901.8102 | 13643.2719 | 14388.327 | 15121.2532 | 15810.1091 | 16449.2428 | 17061.911 | 17667.5949 | 18262.5884 | 18847.5107 | 19429.6702 | 20006.0115 | 20581.8604 | 21155.9203 | 21714.392 | 22270.0128 | 22818.1721 | 23366.9007 | 23907.737
NSW1 | Behind the meter battery | 551.877 | 804.322 | 1024.308 | 1210.452 | 1364.306 | 1497.826 | 1724.841 | 2042.145 | 2372.98 | 2728.353 | 3161.396 | 3582.597 | 3974.635 | 4331.67 | 4638.514 | 4887.035 | 5003.34 | 5060.883 | 5077.624 | 5077.998 | 5080.442 | 5067.991 | 5058.102 | 5033.27 | 5011.559 | 4974.783 | 4941.039
NSW1 | Behind the meter battery pump | 551.877 | 804.322 | 1024.308 | 1210.452 | 1364.306 | 1497.826 | 1724.841 | 2042.145 | 2372.98 | 2728.353 | 3161.396 | 3582.597 | 3974.635 | 4331.67 | 4638.514 | 4887.035 | 5003.34 | 5060.883 | 5077.624 | 5077.998 | 5080.442 | 5067.991 | 5058.102 | 5033.27 | 5011.559 | 4974.783 | 4941.039
Region | Technology | 2023-24 | 2024-25 | 2025-26 | 2026-27 | 2027-28 | 2028-29 | 2029-30 | 2030-31 | 2031-32 | 2032-33 | 2033-34 | 2034-35 | 2035-36 | 2036-37 | 2037-38 | 2038-39 | 2039-40 | 2040-41 | 2041-42 | 2042-43 | 2043-44 | 2044-45 | 2045-46 | 2046-47 | 2047-48 | 2048-49 | 2049-50
QLD1 | Distributed PV | 6248.8361 | 6947.0674 | 7675.3939 | 8329.1378 | 8959.7591 | 9601.5014 | 10257.5206 | 10923.9163 | 11482.7322 | 12062.7058 | 12645.1129 | 13200.5423 | 13720.0122 | 14196.9812 | 14666.6175 | 15133.8037 | 15601.3471 | 16059.6919 | 16507.7851 | 16936.909 | 17361.4807 | 17759.7202 | 18151.2329 | 18530.0201 | 18907.3395 | 19284.6318 | 19645.5083
QLD1 | Behind the meter battery | 394.573 | 630.911 | 861.169 | 1044.6 | 1202.901 | 1345.985 | 1584.437 | 1898.505 | 2160.37 | 2444.34 | 2791.527 | 3133.696 | 3465.114 | 3761.008 | 4025.809 | 4247.882 | 4350.515 | 4399.744 | 4410.491 | 4406.235 | 4406.755 | 4388.948 | 4375.983 | 4347.22 | 4324.124 | 4288.709 | 4255.283
QLD1 | Behind the meter battery pump | 394.573 | 630.911 | 861.169 | 1044.6 | 1202.901 | 1345.985 | 1584.437 | 1898.505 | 2160.37 | 2444.34 | 2791.527 | 3133.696 | 3465.114 | 3761.008 | 4025.809 | 4247.882 | 4350.515 | 4399.744 | 4410.491 | 4406.235 | 4406.755 | 4388.948 | 4375.983 | 4347.22 | 4324.124 | 4288.709 | 4255.283
Region | Technology | 2023-24 | 2024-25 | 2025-26 | 2026-27 | 2027-28 | 2028-29 | 2029-30 | 2030-31 | 2031-32 | 2032-33 | 2033-34 | 2034-35 | 2035-36 | 2036-37 | 2037-38 | 2038-39 | 2039-40 | 2040-41 | 2041-42 | 2042-43 | 2043-44 | 2044-45 | 2045-46 | 2046-47 | 2047-48 | 2048-49 | 2049-50
VIC1 | Distributed PV | 5088.0472 | 5784.8093 | 6517.8103 | 7244.8402 | 7972.8586 | 8440.036 | 8899.9999 | 9361.2525 | 9753.485 | 10152.4267 | 10554.6243 | 10955.7069 | 11336.6884 | 11697.8006 | 12064.3842 | 12436.8983 | 12822.6385 | 13216.1178 | 13604.8437 | 13986.4661 | 14369.4957 | 14748.6326 | 15123.685 | 15496.2621 | 15868.3943 | 16240.828 | 16611.2477
VIC1 | Behind the meter battery | 332.366 | 592.893 | 841.022 | 1068.623 | 1263.973 | 1337.973 | 1465.997 | 1677.258 | 1844.193 | 2011.668 | 2249.247 | 2505.083 | 2754.957 | 2990.166 | 3229.36 | 3404.1 | 3500.948 | 3565.602 | 3605.174 | 3604.675 | 3607.498 | 3598.421 | 3592.641 | 3576.025 | 3563.233 | 3540.764 | 3521.58
VIC1 | Behind the meter battery pump | 332.366 | 592.893 | 841.022 | 1068.623 | 1263.973 | 1337.973 | 1465.997 | 1677.258 | 1844.193 | 2011.668 | 2249.247 | 2505.083 | 2754.957 | 2990.166 | 3229.36 | 3404.1 | 3500.948 | 3565.602 | 3605.174 | 3604.675 | 3607.498 | 3598.421 | 3592.641 | 3576.025 | 3563.233 | 3540.764 | 3521.58
Region | Technology | 2023-24 | 2024-25 | 2025-26 | 2026-27 | 2027-28 | 2028-29 | 2029-30 | 2030-31 | 2031-32 | 2032-33 | 2033-34 | 2034-35 | 2035-36 | 2036-37 | 2037-38 | 2038-39 | 2039-40 | 2040-41 | 2041-42 | 2042-43 | 2043-44 | 2044-45 | 2045-46 | 2046-47 | 2047-48 | 2048-49 | 2049-50
SA1 | Distributed PV | 2721.0736 | 2952.4036 | 3178.229 | 3380.018 | 3575.1143 | 3766.8022 | 3959.2366 | 4151.598 | 4345.6836 | 4540.7188 | 4737.6385 | 4929.8701 | 5109.2393 | 5277.1929 | 5434.8308 | 5590.0872 | 5742.5081 | 5893.3201 | 6037.731 | 6182.434 | 6327.0782 | 6470.3066 | 6608.7163 | 6745.5179 | 6879.6508 | 7013.3702 | 7145.4031
SA1 | Behind the meter battery | 212.581 | 276.144 | 335.754 | 385.712 | 430.437 | 473.619 | 550.521 | 637.233 | 727.4 | 829.162 | 941.165 | 1047.02 | 1145.747 | 1232.744 | 1306.889 | 1367.354 | 1391.833 | 1402.348 | 1404.488 | 1403.319 | 1403.71 | 1400.492 | 1398.408 | 1392.55 | 1387.998 | 1379.539 | 1372.647
SA1 | Behind the meter battery pump | 212.581 | 276.144 | 335.754 | 385.712 | 430.437 | 473.619 | 550.521 | 637.233 | 727.4 | 829.162 | 941.165 | 1047.02 | 1145.747 | 1232.744 | 1306.889 | 1367.354 | 1391.833 | 1402.348 | 1404.488 | 1403.319 | 1403.71 | 1400.492 | 1398.408 | 1392.55 | 1387.998 | 1379.539 | 1372.647
Region | Technology | 2023-24 | 2024-25 | 2025-26 | 2026-27 | 2027-28 | 2028-29 | 2029-30 | 2030-31 | 2031-32 | 2032-33 | 2033-34 | 2034-35 | 2035-36 | 2036-37 | 2037-38 | 2038-39 | 2039-40 | 2040-41 | 2041-42 | 2042-43 | 2043-44 | 2044-45 | 2045-46 | 2046-47 | 2047-48 | 2048-49 | 2049-50
TAS1 | Distributed PV | 324.6353 | 370.2763 | 415.8856 | 458.1536 | 498.5443 | 538.3605 | 578.2282 | 618.3449 | 655.5487 | 693.0354 | 730.4671 | 766.5455 | 800.5998 | 834.4713 | 868.8634 | 903.8188 | 939.3267 | 975.0659 | 1010.4991 | 1045.9641 | 1081.7335 | 1117.566 | 1152.1139 | 1185.8689 | 1218.859 | 1251.1113 | 1282.6985
TAS1 | Behind the meter battery | 41.377 | 59.672 | 76.56 | 90.268 | 101.32 | 110.823 | 127.054 | 149.117 | 170.469 | 195.083 | 222.421 | 249.889 | 276.292 | 300.413 | 321.841 | 339.845 | 348.769 | 354.138 | 357.03 | 358.667 | 360.453 | 360.964 | 361.558 | 360.786 | 360.198 | 358.244 | 356.527
TAS1 | Behind the meter battery pump | 41.377 | 59.672 | 76.56 | 90.268 | 101.32 | 110.823 | 127.054 | 149.117 | 170.469 | 195.083 | 222.421 | 249.889 | 276.292 | 300.413 | 321.841 | 339.845 | 348.769 | 354.138 | 357.03 | 358.667 | 360.453 | 360.964 | 361.558 | 360.786 | 360.198 | 358.244 | 356.527

## Option 3A_REZ Generation
Annual sent-out generation by REZ (GWh) - Option 3A, Step Change Scenario
Note: the REZ generation includes generation from the existing, committed and anticipated renewables mapped to the relevant REZs
Explicitly modelled generation
Region | REZ | REZ Name | Technology | 2023-24 | 2024-25 | 2025-26 | 2026-27 | 2027-28 | 2028-29 | 2029-30 | 2030-31 | 2031-32 | 2032-33 | 2033-34 | 2034-35 | 2035-36 | 2036-37 | 2037-38 | 2038-39 | 2039-40 | 2040-41 | 2041-42 | 2042-43 | 2043-44 | 2044-45 | 2045-46 | 2046-47 | 2047-48 | 2048-49 | 2049-50
QLD | Q1 | Far North QLD | Solar | 0 | 0.00012512 | 0.00013504 | 0.00013397 | 0.00012554 | 0.0001143 | 0.00012883 | 0.00013109 | 0.00012285 | 0.00013627 | 0.00015934 | 0.00015733 | 0.00015457 | 0.00015587 | 0.00017134 | 0.00018556 | 0.00024276 | 0.00022321 | 0.00024494 | 0.00027248 | 0.00029522 | 0.00029299 | 0.00028843 | 0.00031016 | 0.00034249 | 0.00040057 | 0.00037828
QLD | Q2 | North Qld Clean Energy Hub | Solar | 222.0171 | 197.1634 | 215.7742 | 213.1834 | 208.5367 | 193.9322 | 205.2056 | 201.9383 | 199.9373 | 205.4295 | 196.6338 | 192.4661 | 191.8099 | 191.3885 | 68.5676 | 71.6384 | 62.9753 | 59.1492 | 62.7124 | 59.8874 | 58.6483 | 57.2733 | 64.3446 | 31.718 | 31.8836 | 0.0004763 | 0.00047219
QLD | Q3 | Northern Qld | Solar | 1169.9357 | 1051.711 | 1181.7865 | 1159.1996 | 1098.2888 | 1019.7456 | 1131.3422 | 1140.2643 | 1101.2731 | 1148.5782 | 1074.715 | 1055.9344 | 1042.4182 | 1023.7669 | 924.9194 | 1004.6389 | 929.3755 | 814.2925 | 929.0617 | 1702.2867 | 1447.759 | 1346.1979 | 1364.1865 | 2133.3823 | 2048.9076 | 2106.5516 | 1720.6674
QLD | Q4 | Isaac | Solar | 1572.3571 | 1421.6083 | 1551.8429 | 1576.2972 | 1496.0339 | 1427.7407 | 1591.7266 | 1587.9655 | 1596.1156 | 1624.4984 | 1527.8167 | 1456.006 | 1504.3148 | 1475.3347 | 1324.9477 | 1459.8549 | 1286.261 | 1185.6225 | 1297.0036 | 2768.7959 | 2659.6752 | 2502.6469 | 3039.9995 | 6676.1645 | 7008.8121 | 7527.314 | 6814.2757
QLD | Q5 | Barcaldine | Solar | 35.2598 | 31.3196 | 34.2997 | 34.6758 | 34.4677 | 44.8398 | 46.8427 | 46.3038 | 45.8707 | 47.159 | 45.0151 | 42.5982 | 43.8608 | 44.9443 | 81.6344 | 84.8241 | 122.3984 | 116.3308 | 124.7636 | 116.8612 | 95.9139 | 93.3941 | 115.0621 | 115.8142 | 117.4269 | 122.9776 | 119.3792
QLD | Q6 | Fitzroy | Solar | 843.124 | 800.2002 | 898.5681 | 904.4031 | 880.6848 | 759.1009 | 862.8137 | 859.9884 | 1008.4191 | 2048.7507 | 2554.9756 | 2478.3855 | 2440.941 | 2439.8093 | 5480.8082 | 7415.8787 | 13142.9784 | 15190.7812 | 15911.3934 | 16534.127 | 15858.1158 | 15059.4903 | 15009.9861 | 13292.6883 | 14397.1525 | 14594.0991 | 14299.5604
QLD | Q7 | Wide Bay | Solar | 1360.9959 | 1214.9608 | 1348.1427 | 1313.3375 | 1283.0588 | 1137.5888 | 1246.184 | 1253.5734 | 1327.3361 | 1298.6313 | 1254.1476 | 1244.5931 | 1211.2796 | 1220.7221 | 1074.1787 | 1150.4742 | 1037.4004 | 1064.8841 | 2072.9064 | 4931.3203 | 4867.3158 | 4545.8721 | 4608.5512 | 4192.8497 | 3858.8052 | 3990.9837 | 3890.3373
QLD | Q8 | Darling Downs | Solar | 3390.8723 | 3294.7993 | 3512.7558 | 3641.2889 | 3562.3939 | 3418.1492 | 3703.0769 | 5218.2385 | 6060.1179 | 7292.6269 | 8857.197 | 10856.1194 | 10942.7616 | 10692.3289 | 9264.5229 | 10305.0066 | 15246.6938 | 14788.2392 | 14793.8418 | 16393.6677 | 16406.3429 | 15656.8232 | 15692.4256 | 12958.0697 | 12934.4799 | 15439.9429 | 17894.0949
QLD | Q9 | Banana | Solar | 0 | 0.00017782 | 0.00034089 | 0.00037805 | 0.00037451 | 0.00077507 | 56.5482 | 125.9343 | 290.184 | 288.4121 | 302.8374 | 304.2557 | 297.8859 | 297.3566 | 342.9119 | 381.3178 | 2297.436 | 4415.4453 | 4603.96 | 12668.179 | 12385.281 | 11953.119 | 11955.463 | 10659.757 | 12133.322 | 12905.8 | 15395.228
NSW | N1 | North West NSW | Solar | 434.9204 | 399.9278 | 409.7689 | 435.1746 | 404.7832 | 386.6554 | 405.619 | 432.6435 | 423.4504 | 437.7808 | 421.6086 | 402.4488 | 414.1725 | 405.4422 | 370.7958 | 371.48 | 430.0368 | 424.9213 | 442.1017 | 416.1937 | 416.0409 | 415.6651 | 442.4343 | 402.638 | 352.3246 | 347.9989 | 349.2598
NSW | N2 | New England | Solar | 1204.5134 | 1173.8158 | 1194.4819 | 1249.5517 | 1219.0346 | 1033.2129 | 1072.6167 | 1849.1393 | 1910.7277 | 1880.8394 | 2190.3051 | 2007.3139 | 2129.6961 | 2548.0313 | 3744.7004 | 3759.48 | 4720.7304 | 5770.7853 | 5736.6653 | 6504.1322 | 5879.676 | 6225.2634 | 6386.4129 | 5255.085 | 4469.9245 | 4557.7067 | 6829.963
NSW | N3 | Central-West Orana | Solar | 2198.6645 | 2149.865 | 4133.2086 | 4383.8428 | 4376.1992 | 3760.0972 | 4945.7685 | 7826.69 | 7917.5807 | 8654.4413 | 10026.5783 | 9961.4542 | 10663.8289 | 10506.9384 | 8774.0886 | 10303.0713 | 14367.5886 | 14604.1759 | 14415.1852 | 15173.4949 | 15372.2514 | 16274.1641 | 15991.1871 | 17611.0844 | 19104.2757 | 23330.4508 | 23216.6436
NSW | N4 | Broken Hill | Solar | 107.5562 | 79.4137 | 92.2753 | 103.7195 | 109.9324 | 118.5361 | 113.3383 | 106.7005 | 107.0901 | 105.3094 | 100.9277 | 99.0059 | 101.4187 | 104.8559 | 259.667 | 248.5997 | 308.8876 | 281.8655 | 296.1271 | 292.0211 | 472.4823 | 448.089 | 480.6724 | 420.931 | 394.6222 | 401.1408 | 503.0344
NSW | N5 | South West NSW | Solar | 1858.7804 | 1597.1089 | 1701.1078 | 2268.9336 | 2378.3514 | 2426.6525 | 2392.6419 | 2382.8452 | 2240.7747 | 2591.9952 | 2533.3354 | 2408.3229 | 2535.3763 | 2570.2404 | 4127.5972 | 4026.4501 | 6287.1206 | 6902.2382 | 9005.7481 | 8100.858 | 8013.0046 | 8148.8377 | 8471.4134 | 8048.9832 | 7196.36 | 7109.9004 | 6836.2407
NSW | N6 | Wagga Wagga | Solar | 1566.1923 | 1496.7998 | 1445.7876 | 1545.471 | 1584.6535 | 2550.8077 | 3787.9138 | 4016.8915 | 3873.8738 | 4050.1644 | 3919.325 | 3773.2465 | 3887.8572 | 3941.9944 | 3510.3003 | 3633.7572 | 3580.2967 | 3191.4489 | 3940.656 | 3686.435 | 3396.6892 | 3529.3858 | 3760.5793 | 3376.5772 | 3212.1453 | 3228.516 | 2966.9879
NSW | N7 | Tumut | Solar | 0 | 0 | 0 | 0 | 0 | 0 | 0 | 0 | 0 | 0 | 0 | 0 | 0 | 0 | 0 | 0 | 0 | 0 | 0 | 0 | 0 | 0 | 0 | 0 | 0 | 0 | 0
NSW | N8 | Cooma-Monaro | Solar | 0 | 0 | 0 | 0 | 0 | 0 | 0 | 0 | 0 | 0 | 0 | 0 | 0 | 0 | 0 | 0 | 0 | 0 | 0 | 0 | 0 | 0 | 0 | 0 | 0 | 0 | 0
VIC | V1 | Ovens Murray | Solar | 0 | 0.00042737 | 0.00043063 | 0.00047805 | 0.00045585 | 0.00041936 | 0.00046826 | 0.00080272 | 0.00071595 | 0.0012412 | 0.0011925 | 0.001151 | 0.0011587 | 0.0011872 | 2.0671 | 2.1823 | 2.3369 | 2.06 | 1685.7406 | 1642.199 | 1774.0664 | 1911.8914 | 1977.8373 | 1779.1388 | 1826.983 | 1875.3135 | 1726.9639
VIC | V2 | Murray River | Solar | 1253.6068 | 1033.7469 | 1084.8857 | 1086.9778 | 1037.3378 | 996.6548 | 972.9516 | 964.1898 | 1271.3058 | 3099.0029 | 2964.0574 | 3937.1166 | 4009.2769 | 4316.6873 | 4091.1517 | 3962.9914 | 4206.7249 | 3876.4005 | 4170.7031 | 4277.9131 | 4394.2656 | 4396.3361 | 4746.6875 | 4457.6306 | 4284.0929 | 4159.9306 | 4064.2202
VIC | V3 | Western Victoria | Solar | 0 | 0.00026085 | 0.00028736 | 0.0011909 | 0.0016128 | 0.0013779 | 0.0016709 | 0.002369 | 0.0022261 | 589.4266 | 565.9399 | 573.9008 | 591.3005 | 743.2758 | 585.7587 | 628.7441 | 663.6176 | 616.3787 | 4398.9573 | 4228.8632 | 4371.6659 | 4479.2944 | 4836.3519 | 3924.8387 | 4106.2825 | 5112.8005 | 4974.626
VIC | V4 | South West Victoria | Solar | 0 | 0 | 0 | 0 | 0 | 0 | 0 | 0 | 0 | 0 | 0 | 0 | 0 | 0 | 0 | 0 | 0 | 0 | 0 | 0 | 0 | 0 | 0 | 0 | 0 | 0 | 0
VIC | V5 | Gippsland | Solar | 0 | 0.00016243 | 0.00018567 | 0.00054703 | 0.00052411 | 0.00044122 | 0.0004615 | 0.00051654 | 0.00047977 | 0.00053541 | 0.00053781 | 0.0013153 | 0.0013076 | 0.0013673 | 0.0011051 | 0.0011967 | 0.052324 | 0.048306 | 0.050198 | 881.5111 | 2263.9922 | 4438.026 | 4434.3584 | 3606.505 | 3782.874 | 4439.6323 | 4182.7173
VIC | V6 | Central North VIC | Solar | 951.3857 | 853.3388 | 817.6028 | 844.9 | 850.2538 | 873.1488 | 876.887 | 860.0056 | 790.0519 | 843.5573 | 814.0189 | 764.3692 | 803.6109 | 827.8656 | 792.7917 | 782.003 | 823.5325 | 778.3211 | 772.3669 | 688.01 | 1051.5578 | 941.0542 | 983.5762 | 971.412 | 923.6197 | 1012.4884 | 1304.4657
SA | S1 | South East SA | Solar | 326.566 | 285.0191 | 284.7799 | 277.3181 | 279.8421 | 272.2825 | 269.1026 | 257.1592 | 248.6984 | 281.4087 | 270.9939 | 257.6432 | 259.6238 | 275.1764 | 240.1144 | 257.3706 | 249.117 | 220.8885 | 166.1374 | 154.3 | 145.7916 | 146.283 | 154.1664 | 142.4546 | 143.4364 | 147.5073 | 0.003017
SA | S2 | Riverland | Solar | 46.5091 | 44.3619 | 46.9757 | 44.5396 | 46.1596 | 39.4676 | 40.6527 | 41.3827 | 30.0589 | 800.712 | 759.7599 | 1039.2337 | 1051.8147 | 1145.105 | 1767.4891 | 1770.1001 | 1980.2196 | 4999.4902 | 6445.225 | 5605.2154 | 6017.107 | 5944.3758 | 6687.3647 | 5235.019 | 4979.3335 | 5292.324 | 5100.2197
SA | S3 | Mid-North SA | Solar | 0 | 0.00025836 | 0.0003274 | 0.0003199 | 0.00032806 | 0.00028346 | 0.00030828 | 0.00052987 | 0.00050959 | 0.00067467 | 0.00066913 | 0.0013312 | 0.0012722 | 0.0013521 | 0.0019698 | 0.0020788 | 0.0023734 | 0.0021109 | 0.0021809 | 0.0031272 | 0.040687 | 0.039353 | 0.040558 | 0.035613 | 0.037331 | 0.039254 | 0.037422
SA | S4 | Yorke Peninsula | Solar | 0 | 0 | 0 | 0 | 0 | 0 | 0 | 0 | 0 | 0 | 0 | 0 | 0 | 0 | 0 | 0 | 0 | 0 | 0 | 0 | 0 | 0 | 0 | 0 | 0 | 0 | 0
SA | S5 | Northern SA | Solar | 820.1591 | 690.5367 | 720.122 | 693.282 | 695.359 | 705.5013 | 667.386 | 635.0456 | 634.6101 | 696.1063 | 654.7325 | 642.5974 | 648.8138 | 690.5261 | 627.2867 | 618.9418 | 590.0896 | 553.4131 | 1432.2522 | 1694.8707 | 4432.44 | 3965.3418 | 4411.3798 | 3693.4759 | 3408.5815 | 3557.6853 | 3315.1428
SA | S6 | Leigh Creek | Solar | 0 | 0.00027436 | 0.00045261 | 0.00051674 | 0.00052352 | 0.00053326 | 0.00059388 | 0.0011485 | 0.0011752 | 0.0012031 | 0.0011019 | 0.0021543 | 0.0020943 | 0.0022268 | 751.4449 | 763.3878 | 764.3402 | 721.9804 | 732.6115 | 760.7598 | 2132.849 | 2128.8528 | 2326.403 | 2648.4812 | 2687.8223 | 3246.682 | 3383.219
SA | S7 | Roxby Downs | Solar | 0 | 0.00034158 | 0.00062675 | 0.00062593 | 0.00063147 | 0.00056493 | 0.00057741 | 0.0012605 | 0.0012511 | 0.0020273 | 0.0019346 | 971.593 | 981.4453 | 1046.7343 | 1053.188 | 1060.5641 | 1079.1488 | 989.2265 | 994.6368 | 953.51 | 1067.5294 | 1041.8442 | 1132.1963 | 996.9569 | 943.0747 | 986.6098 | 958.4479
SA | S8 | Eastern Eyre Peninsula | Solar | 0 | 0.00017618 | 0.00021516 | 0.0002047 | 0.00021489 | 0.0001777 | 0.00020396 | 0.00031389 | 0.0002929 | 0.00036228 | 0.00036983 | 0.00058499 | 0.00054293 | 0.00059212 | 0.0005503 | 0.00059243 | 0.00091236 | 0.00079965 | 0.00081496 | 0.0011985 | 0.0014717 | 0.001385 | 0.0014629 | 0.001243 | 0.0013323 | 0.0014795 | 0.0013899
SA | S9 | Western Eyre Peninsula | Solar | 0 | 0.00023354 | 0.00032527 | 0.00033254 | 0.00033456 | 0.00029185 | 0.00031222 | 0.00054699 | 0.00053245 | 0.0010035 | 0.00096938 | 0.0016164 | 0.0015233 | 0.001596 | 0.0022805 | 0.0023971 | 0.0044733 | 0.015958 | 0.016976 | 0.033184 | 0.051777 | 0.056833 | 0.05772 | 0.052458 | 0.054323 | 0.057646 | 0.05559
TAS | T1 | North East Tasmania | Solar | 0 | 0.0002287 | 0.00023307 | 0.00027737 | 0.0002592 | 0.00022632 | 0.00022896 | 0.00031079 | 0.00027921 | 0.00041516 | 0.00042821 | 0.00068579 | 0.00067918 | 0.00065977 | 0.00057024 | 0.0005836 | 0.00060548 | 0.00048941 | 0.0005247 | 0.00056671 | 0.00063836 | 0.00091423 | 0.00088987 | 0.00082501 | 0.00084096 | 0.0015118 | 0.0013554
TAS | T2 | North West Tasmania | Solar | 0 | 0.00012485 | 0.00011849 | 0.00013271 | 0.00012871 | 0.00010783 | 0.00012685 | 0.00016325 | 0.00015226 | 0.00021809 | 0.00023842 | 0.00026945 | 0.00026529 | 0.00026508 | 0.00025892 | 0.00028453 | 0.00058392 | 226.0719 | 236.0208 | 261.8155 | 247.6346 | 258.8438 | 260.1084 | 221.6007 | 246.9646 | 249.3367 | 234.4932
TAS | T3 | Central Highlands | Solar | 0 | 0.00014844 | 0.00014439 | 0.00016374 | 0.00016266 | 0.00013694 | 0.00014109 | 0.0001915 | 0.00017868 | 0.00024782 | 0.00026272 | 0.0003162 | 0.00031082 | 0.00031883 | 0.00033853 | 0.00033377 | 0.00037708 | 0.00032071 | 0.000337 | 0.00037666 | 0.00038336 | 0.00053446 | 0.0005449 | 0.00050698 | 0.00049787 | 0.00082861 | 0.00077412
Region | REZ | REZ Name | Technology | 2023-24 | 2024-25 | 2025-26 | 2026-27 | 2027-28 | 2028-29 | 2029-30 | 2030-31 | 2031-32 | 2032-33 | 2033-34 | 2034-35 | 2035-36 | 2036-37 | 2037-38 | 2038-39 | 2039-40 | 2040-41 | 2041-42 | 2042-43 | 2043-44 | 2044-45 | 2045-46 | 2046-47 | 2047-48 | 2048-49 | 2049-50
QLD | Q1 | Far North QLD | Wind | 1303.1778 | 3069.2388 | 3325.5014 | 3462.9261 | 3554.8997 | 3354.8238 | 3469.9545 | 3767.1059 | 3777.9048 | 3867.3127 | 3357.3432 | 3475.506 | 3639.8918 | 3749.8832 | 4342.7638 | 4526.1789 | 4484.988 | 4359.7535 | 4406.3017 | 4009.293 | 4052.7194 | 4171.5381 | 4321.1121 | 4127.7133 | 4245.1016 | 4254.8359 | 4746.0026
QLD | Q2 | North Qld Clean Energy Hub | Wind | 132.0015 | 139.5588 | 160.0359 | 167.4389 | 170.7522 | 2831.8481 | 2749.989 | 2694.8355 | 2745.9039 | 2612.2033 | 2350.4087 | 2656.6826 | 2704.6789 | 2774.7872 | 2855.005 | 2805.9276 | 2668.4336 | 2624.5941 | 2547.7773 | 2329.0378 | 4465.8156 | 4477.4195 | 4435.3398 | 4624.6566 | 4476.8693 | 4345.1836 | 4279.8614
QLD | Q3 | Northern Qld | Wind | 0 | 0 | 0 | 0 | 0 | 0 | 0 | 0 | 0 | 0 | 0 | 0 | 0 | 0 | 0 | 0 | 0 | 0 | 0 | 0 | 0 | 0 | 0 | 0 | 0 | 0 | 0
QLD | Q4 | Isaac | Wind | 0 | 0.0011415 | 0.0012222 | 0.0011762 | 0.0034937 | 3096.2216 | 3054.1625 | 3222.2333 | 3239.7142 | 3039.3326 | 2843.5075 | 2893.4469 | 2704.9147 | 3101.0562 | 2913.6259 | 2907.2472 | 2966.0107 | 2874.3194 | 2772.6926 | 2639.2681 | 2604.4335 | 2395.3952 | 2751.0254 | 2749.0364 | 2682.4505 | 4091.3366 | 4122.2217
QLD | Q5 | Barcaldine | Wind | 0 | 0.0010522 | 0.0011221 | 0.0022505 | 0.0065128 | 0.010663 | 0.010554 | 205.0187 | 266.3283 | 279.4678 | 284.9375 | 298.638 | 293.0974 | 305.059 | 270.7354 | 268.5647 | 270.9732 | 277.7295 | 292.2325 | 283.0764 | 313.1854 | 307.0708 | 313.9698 | 282.2888 | 275.5249 | 285.2413 | 287.5443
QLD | Q6 | Fitzroy | Wind | 0 | 0.004376 | 0.004546 | 1568.6536 | 2972.2638 | 3608.4426 | 3636.1333 | 3631.48 | 3559.8824 | 3423.7738 | 4612.3801 | 4699.7635 | 4472.1485 | 4926.4112 | 10399.8996 | 10209.5053 | 9910.0169 | 9131.7747 | 9261.915 | 8825.2966 | 8963.5448 | 8381.9228 | 9107.3867 | 11648.1874 | 11288.3573 | 11339.221 | 10496.9703
QLD | Q7 | Wide Bay | Wind | 0 | 0.00079185 | 0.00080951 | 0.00088644 | 0.0010014 | 516.2659 | 501.7757 | 493.7825 | 433.7217 | 475.123 | 443.6105 | 442.4802 | 429.8149 | 447.0601 | 485.6561 | 482.0637 | 462.7227 | 388.4938 | 436.3287 | 421.549 | 415.4488 | 401.161 | 416.4134 | 788.5726 | 2601.2345 | 2628.2582 | 2315.2112
QLD | Q8 | Darling Downs | Wind | 2605.1955 | 4594.7692 | 4765.0622 | 4766.8736 | 7653.2998 | 9647.8538 | 9585.4882 | 13827.9303 | 13381.2138 | 17243.4959 | 18958.5022 | 18301.5452 | 18113.8269 | 19155.8801 | 18907.5582 | 18488.8852 | 18584.996 | 17357.4273 | 18090.6664 | 20723.981 | 20127.5235 | 18511.7085 | 19403.2761 | 24488.2851 | 23635.7544 | 27442.4175 | 25466.608
QLD | Q9 | Banana | Wind | 0 | 0.00067 | 0.00071006 | 0.00081855 | 0.0013371 | 509.4951 | 483.0023 | 499.2974 | 470.1889 | 474.9991 | 441.0529 | 444.8237 | 447.65 | 473.8531 | 471.3758 | 460.2139 | 474.8799 | 1029.5689 | 1729.7997 | 1660.373 | 1643.1117 | 1656.4086 | 1764.2481 | 4405.7915 | 4199.9572 | 4360.3572 | 4012.2285
NSW | N1 | North West NSW | Wind | 0 | 0 | 0 | 0 | 0 | 0 | 0 | 0 | 0 | 0 | 0 | 0 | 0 | 0 | 0 | 0 | 0 | 0 | 0 | 0 | 0 | 0 | 0 | 0 | 0 | 0 | 0
NSW | N2 | New England | Wind | 1498.6037 | 1259.7129 | 1307.0745 | 1376.6594 | 10310.0229 | 14009.545 | 12892.1526 | 12935.6774 | 12180.6246 | 12803.9383 | 12054.6666 | 12450.2725 | 17584.1747 | 19704.4737 | 22054.1832 | 20049.4108 | 20375.9114 | 17836.7343 | 19909.8488 | 18590.3875 | 19118.7664 | 19673.3757 | 20095.655 | 21321.9095 | 18524.183 | 18575.122 | 16313.089
NSW | N3 | Central-West Orana | Wind | 382.7452 | 6838.1409 | 6587.0272 | 9493.8282 | 11047.6876 | 11118.5046 | 11664.6161 | 11160.9153 | 10799.2105 | 14292.5936 | 16205.4815 | 15769.8976 | 16477.1613 | 16845.8176 | 17028.1336 | 16764.6477 | 15781.7977 | 15429.204 | 16202.4681 | 17867.4638 | 20078.2596 | 20935.1229 | 21403.2548 | 25282.6915 | 29423.7564 | 28573.1776 | 27219.2754
NSW | N4 | Broken Hill | Wind | 632.404 | 555.8992 | 584.3016 | 633.8219 | 641.8615 | 625.3214 | 639.9413 | 649.4645 | 650.6943 | 620.9709 | 591.4669 | 589.3019 | 627.4739 | 627.3938 | 582.1761 | 587.3797 | 577.6088 | 573.0874 | 553.6355 | 698.8362 | 159.087 | 172.3807 | 269.713 | 677.312 | 677.2365 | 662.8241 | 712.8131
NSW | N5 | South West NSW | Wind | 0 | 0.00015271 | 0.0011428 | 0.0011567 | 0.0011581 | 0.0011281 | 0.0014825 | 0.001717 | 0.0017897 | 0.0019342 | 0.0022035 | 0.0019707 | 0.0020692 | 0.0021717 | 0.0019797 | 0.0020664 | 0.0019495 | 0.0025261 | 0.0023606 | 0.0070181 | 0.0062542 | 0.0066732 | 0.0073236 | 0.0068847 | 0.40745 | 0.39513 | 0.41656
NSW | N6 | Wagga Wagga | Wind | 0 | 0.00053645 | 0.00050698 | 0.00057905 | 0.00068438 | 0.00080646 | 0.0012804 | 0.0014591 | 0.001459 | 0.001369 | 0.0014872 | 0.0013129 | 0.0013198 | 0.0014546 | 0.0012831 | 0.0014724 | 0.0014587 | 0.001794 | 0.001648 | 0.0026703 | 0.0023327 | 0.002411 | 0.0027157 | 0.0027306 | 0.010211 | 0.010219 | 0.01719
NSW | N7 | Tumut | Wind | 0 | 0 | 0 | 0 | 0 | 0 | 0 | 0 | 0 | 0 | 0 | 0 | 0 | 0 | 0 | 0 | 0 | 0 | 0 | 0 | 0 | 0 | 0 | 0 | 0 | 0 | 0
NSW | N8 | Cooma-Monaro | Wind | 327.4069 | 1235.8033 | 1367.7259 | 1408.3661 | 1398.2919 | 1362.7074 | 1372.284 | 1456.1803 | 1482.2124 | 1346.8527 | 1372.0055 | 1388.8972 | 1430.1741 | 1399.8935 | 1361.8162 | 1369.3568 | 1485.6649 | 1423.5489 | 1329.8343 | 2835.3548 | 2784.6615 | 2891.6317 | 2819.5898 | 2762.5535 | 2798.528 | 2909.7136 | 2765.303
VIC | V1 | Ovens Murray | Wind | 0 | 0 | 0 | 0 | 0 | 0 | 0 | 0 | 0 | 0 | 0 | 0 | 0 | 0 | 0 | 0 | 0 | 0 | 0 | 0 | 0 | 0 | 0 | 0 | 0 | 0 | 0
VIC | V2 | Murray River | Wind | 0 | 0 | 0 | 0 | 0 | 0 | 0 | 0 | 0 | 0 | 0 | 0 | 0 | 0 | 0 | 0 | 0 | 0 | 0 | 0 | 0 | 0 | 0 | 0 | 0 | 0 | 0
VIC | V3 | Western Victoria | Wind | 3823.5486 | 3671.3743 | 3699.3905 | 3766.0928 | 6506.5506 | 7488.3233 | 7773.5001 | 8667.1238 | 10042.3636 | 9132.9409 | 8969.7243 | 8090.0435 | 8630.2825 | 9060.3362 | 11026.8517 | 12448.1461 | 11714.6758 | 13153.9179 | 11814.9379 | 12285.475 | 11332.5921 | 11088.1378 | 13498.5702 | 15849.0993 | 16110.0485 | 14759.3873 | 14778.0359
VIC | V4 | South West Victoria | Wind | 5851.1903 | 6988.1516 | 7322.0301 | 8979.2228 | 9128.4553 | 8331.4662 | 9106.6379 | 8783.7556 | 9919.5734 | 8730.1264 | 14041.9341 | 13965.3316 | 14478.1533 | 15011.7066 | 14947.3831 | 15513.6591 | 14761.1712 | 16070.8733 | 14317.8074 | 15455.3232 | 14987.0189 | 15244.5437 | 13561.525 | 12368.2269 | 13415.0168 | 12506.0416 | 14009.6506
VIC | V5 | Gippsland | Wind | 0 | 1670.9352 | 1669.8967 | 1667.5972 | 1667.6883 | 1617.3753 | 3400.865 | 5081.7848 | 5799.8062 | 5858.8796 | 6130.1454 | 5957.4528 | 6142.4288 | 6113.0858 | 5811.4628 | 6142.1578 | 5944.9963 | 6753.6753 | 6066.1208 | 6282.5813 | 6138.2931 | 6253.7236 | 6175.1795 | 5899.1222 | 6290.8128 | 6035.909 | 6847.0284
VIC | V6 | Central North VIC | Wind | 0 | 0.0011802 | 0.0011108 | 0.0021499 | 0.0021517 | 0.0024257 | 0.0024075 | 573.7681 | 578.9963 | 977.5632 | 943.7967 | 859.7393 | 932.9182 | 977.6044 | 950.1173 | 913.4291 | 933.0091 | 1022.4499 | 1022.4635 | 1352.6591 | 1200.6447 | 1329.614 | 1807.6473 | 1979.0066 | 2056.8609 | 2878.6196 | 3356.9948
SA | S1 | South East SA | Wind | 732.0996 | 2035.8585 | 1976.9635 | 3127.0473 | 3082.1275 | 2847.7607 | 3070.1574 | 2760.0115 | 3222.7909 | 2930.9941 | 3317.2024 | 3008.6268 | 3207.1496 | 3266.2305 | 2929.4598 | 3097.1918 | 2824.502 | 3234.7738 | 2854.44 | 3526.0294 | 3260.0176 | 3523.2685 | 3622.5431 | 3272.3524 | 3471.6897 | 3232.8366 | 3682.3388
SA | S2 | Riverland | Wind | 0 | 0.00067497 | 0.00063351 | 0.00094472 | 0.00088665 | 0.00083845 | 0.0010207 | 0.0013087 | 0.0014347 | 0.0015194 | 0.0019989 | 0.0017885 | 0.0019863 | 0.0019728 | 0.0017839 | 0.0021025 | 0.001998 | 0.0020578 | 0.0017787 | 0.0026223 | 0.0023599 | 0.0028442 | 0.002793 | 0.002615 | 0.0036589 | 0.0035845 | 0.0038514
SA | S3 | Mid-North SA | Wind | 4100.6744 | 4023.5939 | 3833.8886 | 4281.298 | 4243.9805 | 6475.685 | 6641.1212 | 6405.8177 | 6677.2763 | 6834.0413 | 6662.056 | 5953.6998 | 6683.1517 | 6599.8184 | 6405.6911 | 6496.289 | 6199.3672 | 6502.8537 | 6184.084 | 7500.0063 | 6276.4276 | 7089.3845 | 6753.774 | 6437.3711 | 7368.6558 | 7681.0238 | 9794.0041
SA | S4 | Yorke Peninsula | Wind | 242.6719 | 224.0581 | 217.7545 | 286.6177 | 291.4917 | 278.5902 | 301.0586 | 279.6639 | 319.4976 | 290.6975 | 306.659 | 269.2785 | 298.354 | 313.8291 | 283.4027 | 299.1794 | 274.163 | 300.8 | 265.116 | 284.4021 | 254.9613 | 281.1971 | 296.4324 | 257.7882 | 264.3496 | 245.4085 | 260.8438
SA | S5 | Northern SA | Wind | 1292.4001 | 1258.7275 | 1259.3109 | 1343.0155 | 1347.9863 | 1265.326 | 1258.1198 | 1252.4931 | 1266.8267 | 1181.5694 | 1216.2347 | 1166.8025 | 1286.5027 | 1325.8066 | 1188.1493 | 1214.6423 | 1214.042 | 1206.6007 | 1083.3629 | 1124.0019 | 1092.2591 | 1186.3269 | 577.7974 | 455.6273 | 450.7318 | 469.0763 | 489.1928
SA | S6 | Leigh Creek | Wind | 0 | 0.0016001 | 0.0015697 | 0.0021631 | 0.0020164 | 0.0057825 | 0.006064 | 0.0057821 | 0.0054055 | 0.0057176 | 0.0053454 | 0.0050571 | 0.0052977 | 0.0052573 | 1797.2824 | 1804.1703 | 1718.7351 | 1638.6438 | 1642.0229 | 1569.8764 | 1539.2793 | 1659.0363 | 1602.9416 | 5748.3336 | 6775.7457 | 6525.1869 | 6049.8998
SA | S7 | Roxby Downs | Wind | 0 | 0 | 0 | 0 | 0 | 0 | 0 | 0 | 0 | 0 | 0 | 0 | 0 | 0 | 0 | 0 | 0 | 0 | 0 | 0 | 0 | 0 | 0 | 0 | 0 | 0 | 0
SA | S8 | Eastern Eyre Peninsula | Wind | 313.5013 | 294.3663 | 299.4655 | 342.8676 | 337.3143 | 344.7702 | 344.6589 | 488.4647 | 501.2011 | 596.8735 | 605.1842 | 547.1906 | 476.6287 | 491.0868 | 438.7167 | 462.2104 | 440.7711 | 458.4763 | 421.658 | 438.5078 | 391.6281 | 1157.4056 | 1207.2856 | 1094.4234 | 1117.5477 | 1068.6151 | 1093.8997
SA | S9 | Western Eyre Peninsula | Wind | 0 | 0.0015694 | 0.0014925 | 0.0035808 | 0.0035584 | 0.0032877 | 0.0033075 | 0.007499 | 0.0079264 | 0.016937 | 0.017591 | 0.01585 | 0.017852 | 0.018345 | 0.016356 | 0.01657 | 0.015717 | 0.10799 | 0.097228 | 0.10323 | 0.091712 | 0.2493 | 0.25589 | 0.23098 | 0.22759 | 0.22129 | 0.22413
TAS | T1 | North East Tasmania | Wind | 500.7797 | 812.3952 | 897.3604 | 845.4527 | 886.2257 | 832.3626 | 766.2895 | 758.4802 | 896.4736 | 905.9924 | 900.0356 | 967.9507 | 918.418 | 1001.9863 | 926.6833 | 879.1338 | 875.9169 | 942.687 | 918.2817 | 924.396 | 1010.0311 | 966.6307 | 1031.1639 | 967.8813 | 918.5515 | 907.5413 | 977.8519
TAS | T2 | North West Tasmania | Wind | 877.2254 | 838.2094 | 891.4693 | 953.1485 | 961.6419 | 1097.75 | 1058.7408 | 1014.0478 | 5501.7343 | 5531.216 | 5271.6426 | 5354.7917 | 5521.2526 | 5641.9401 | 5491.5816 | 5326.6385 | 5189.0651 | 5695.6241 | 5577.7733 | 5352.7363 | 5487.4637 | 5633.9134 | 5709.0753 | 5579.8824 | 5416.6596 | 5261.7673 | 5771.326
TAS | T3 | Central Highlands | Wind | 491.2281 | 2916.0081 | 3085.8209 | 3180.9604 | 3859.1811 | 3632.0665 | 5687.2794 | 5623.7556 | 5955.4163 | 5871.932 | 5550.8355 | 5783.3716 | 5864.8303 | 6186.7163 | 5860.964 | 5744.3145 | 5707.6709 | 6373.0845 | 6175.5674 | 5865.4478 | 6160.0703 | 5876.8991 | 6130.0215 | 5904.8323 | 5768.728 | 5669.6122 | 6075.1629
Region | REZ | REZ Name | Technology | 2023-24 | 2024-25 | 2025-26 | 2026-27 | 2027-28 | 2028-29 | 2029-30 | 2030-31 | 2031-32 | 2032-33 | 2033-34 | 2034-35 | 2035-36 | 2036-37 | 2037-38 | 2038-39 | 2039-40 | 2040-41 | 2041-42 | 2042-43 | 2043-44 | 2044-45 | 2045-46 | 2046-47 | 2047-48 | 2048-49 | 2049-50
NSW | O1 | Hunter Coast | Offshore Wind | 0 | 0 | 0 | 6.9688e-05 | 7.4387e-05 | 8.7595e-05 | 7.9406e-05 | 0.00010788 | 9.9095e-05 | 0.00011066 | 0.00014753 | 0.00015989 | 0.00015815 | 0.00016965 | 0.00018848 | 0.00016175 | 0.00024214 | 0.00022362 | 0.00023018 | 0.00040198 | 0.00039873 | 0.00039613 | 0.00039317 | 0.00052266 | 0.00044436 | 0.00060073 | 0.00054082
NSW | O2 | Illawarra Coast | Offshore Wind | 0 | 0 | 0 | 6.9009e-05 | 7.203e-05 | 8.3174e-05 | 8.1457e-05 | 0.0001166 | 0.00011127 | 0.00011299 | 0.00015896 | 0.00015504 | 0.00015312 | 0.0001575 | 0.00018081 | 0.00016401 | 0.00027165 | 0.00027169 | 0.00025678 | 0.00039926 | 0.00037854 | 0.00037273 | 0.00035856 | 0.00051834 | 0.00046611 | 0.00080914 | 0.0007739
VIC | O3 | Gippsland Coast | Offshore Wind | 0 | 0 | 0 | 8.4876e-05 | 8.258e-05 | 8.6015e-05 | 0.00010189 | 0.00010844 | 0.00012547 | 0.00012301 | 0.00015247 | 0.00016344 | 0.00015246 | 0.00017452 | 0.00019976 | 0.00021726 | 0.00022999 | 0.0003097 | 0.00026946 | 0.00047579 | 0.00050234 | 0.00047354 | 0.00050996 | 0.00063826 | 0.00094515 | 0.00088277 | 0.0015784
TAS | O4 | North West Tasmania Coast | Offshore Wind | 0 | 0 | 0 | 6.5318e-05 | 7.4634e-05 | 8.1047e-05 | 9.2004e-05 | 9.0005e-05 | 0.00011473 | 0.00012065 | 0.00013542 | 0.00014437 | 0.00013836 | 0.00015826 | 0.00016375 | 0.00018821 | 0.00019531 | 0.00027893 | 0.00026272 | 0.00026924 | 0.00026317 | 0.00026209 | 0.00027334 | 0.00027336 | 0.00027767 | 0.00027474 | 0.00031504
VIC | O5 | Portland Coast | Offshore Wind | 0 | 0 | 0 | 7.1657e-05 | 7.4039e-05 | 7.389e-05 | 9.747e-05 | 0.00010342 | 0.00011355 | 0.00010858 | 0.00012447 | 0.00013769 | 0.00012789 | 0.0001542 | 0.00014515 | 0.00019502 | 0.00022 | 0.00025768 | 0.00021997 | 0.00029099 | 0.00036427 | 0.00033607 | 0.00056015 | 0.00052661 | 0.0013157 | 0.0012287 | 0.0016357
SA | O6 | South East SA Coast | Offshore Wind | 0 | 0 | 0 | 6.38e-05 | 6.9109e-05 | 7.0056e-05 | 8.9761e-05 | 9.1727e-05 | 0.00011228 | 0.00010806 | 0.00012284 | 0.00012222 | 0.00012499 | 0.0001463 | 0.0001361 | 0.00017428 | 0.00019974 | 0.00024084 | 0.00020142 | 0.00021986 | 0.00023827 | 0.00023626 | 0.00026234 | 0.00025549 | 0.00032792 | 0.00033866 | 0.00038636

## Option 3A_REZ Capacity
Installed capacity by REZ (MW) - Option 3A, Step Change Scenario
Capacity calculated on 1 July. In early study years some wind and solar projects enter later in the financial year and are therefore reflected in the following financial year's capacity.
Note: the REZ capacity includes capacity from the existing, committed and anticipated renewables mapped to the relevant REZs
Explicitly modelled generation
Region | REZ | REZ Name | Technology | 2023-24 | 2024-25 | 2025-26 | 2026-27 | 2027-28 | 2028-29 | 2029-30 | 2030-31 | 2031-32 | 2032-33 | 2033-34 | 2034-35 | 2035-36 | 2036-37 | 2037-38 | 2038-39 | 2039-40 | 2040-41 | 2041-42 | 2042-43 | 2043-44 | 2044-45 | 2045-46 | 2046-47 | 2047-48 | 2048-49 | 2049-50
QLD | Q1 | Far North QLD | Solar | 0 | 0 | 0 | 0 | 0 | 0 | 0 | 0 | 0 | 0 | 0 | 0.00010216 | 0.00010237 | 0.00010702 | 0.00013243 | 0.0001335 | 0.00017287 | 0.00017315 | 0.00017369 | 0.00019509 | 0.00021335 | 0.00021379 | 0.00021701 | 0.00026813 | 0.00026864 | 0.00030106 | 0.00030145
QLD | Q2 | North Qld Clean Energy Hub | Solar | 83 | 83 | 83 | 83 | 83 | 83 | 83 | 83 | 83 | 83 | 83.0001 | 83.0001 | 83.0001 | 83.0001 | 33.0002 | 33.0002 | 33.0002 | 33.0002 | 33.0002 | 33.0002 | 33.0002 | 33.0002 | 33.0002 | 18.0003 | 18.0003 | 0.00032879 | 0.00032939
QLD | Q3 | Northern Qld | Solar | 513.997 | 513.9971 | 513.9972 | 513.9972 | 513.9972 | 513.9985 | 513.9985 | 513.9985 | 513.9985 | 513.9985 | 513.9985 | 513.9985 | 513.9985 | 513.9985 | 514.012 | 514.012 | 553.653 | 553.653 | 553.653 | 998.5864 | 870.5864 | 870.5864 | 870.5864 | 1593.5859 | 1483.1859 | 1483.1859 | 1350.5889
QLD | Q4 | Isaac | Solar | 684.9 | 684.9001 | 684.9002 | 684.9002 | 684.9002 | 684.9005 | 684.9005 | 684.9006 | 684.9006 | 684.9009 | 684.9009 | 684.9009 | 684.9009 | 684.9009 | 684.9013 | 684.9017 | 684.9053 | 684.9053 | 684.9053 | 1515.0619 | 1515.0619 | 1472.5619 | 1806.2928 | 4266.5655 | 4266.5658 | 4590.396 | 4432.896
QLD | Q5 | Barcaldine | Solar | 14 | 14.0001 | 14.0002 | 14.0002 | 14.0002 | 20.5516 | 20.5516 | 20.5516 | 20.5516 | 20.5516 | 20.5516 | 20.5516 | 20.5516 | 20.5516 | 43.5258 | 43.5258 | 73.4884 | 73.4884 | 73.4884 | 73.4884 | 61.6692 | 61.6692 | 76.0464 | 90.2464 | 90.2464 | 92.6731 | 92.6731
QLD | Q6 | Fitzroy | Solar | 401.5 | 401.5001 | 401.5002 | 401.5002 | 401.5002 | 401.5005 | 401.5008 | 401.5014 | 453.0521 | 914.8638 | 1130.424 | 1130.424 | 1130.424 | 1130.424 | 2947.102 | 3517.6216 | 6654.7153 | 7934.499 | 7934.499 | 7934.5 | 7934.5 | 7934.5 | 7934.5 | 7934.5 | 7934.5 | 7934.5 | 7959.459
QLD | Q7 | Wide Bay | Solar | 619.03 | 619.0301 | 619.0301 | 619.0301 | 619.0301 | 619.0302 | 619.0302 | 619.0304 | 619.0305 | 619.0307 | 619.0307 | 619.0307 | 619.0307 | 619.0307 | 619.0341 | 619.0341 | 648.1069 | 720.2785 | 1254.7736 | 2819.03 | 2819.03 | 2819.03 | 2819.03 | 2819.03 | 2596.53 | 2596.53 | 2613.922
QLD | Q8 | Darling Downs | Solar | 1330.558 | 1476.5581 | 1476.5582 | 1476.5582 | 1476.5582 | 1610.9704 | 1610.9704 | 2303.0546 | 2541.7105 | 3190.4024 | 3912.3815 | 4877.8712 | 4877.8712 | 4756.8712 | 4996.3353 | 4996.3356 | 7720.527 | 7720.527 | 7720.527 | 8347.558 | 8322.558 | 8163.958 | 8131.854 | 7882.5 | 7482.5 | 8292.5713 | 10063.862
QLD | Q9 | Banana | Solar | 0 | 0.00010627 | 0.00017248 | 0.0001942 | 0.00019585 | 0.0004454 | 26.5403 | 59.7264 | 130.9306 | 130.9306 | 142.4765 | 143.0609 | 143.0609 | 143.0609 | 196.8216 | 198.5385 | 1265.7042 | 2387.4465 | 2387.4465 | 6100 | 6100 | 6100 | 6100 | 6163.5103 | 6626.966 | 6899.2783 | 8176.31
NSW | N1 | North West NSW | Solar | 166 | 166.0002 | 166.0002 | 166.0002 | 166.0077 | 173.0669 | 181.5887 | 185.3792 | 185.3792 | 187.3205 | 187.3205 | 187.3205 | 187.3205 | 187.3205 | 194.0525 | 201.5456 | 225.5852 | 252.3833 | 255.6795 | 255.6795 | 266.3847 | 266.3847 | 266.3847 | 273.3001 | 274.8842 | 274.8842 | 274.8842
NSW | N2 | New England | Solar | 555 | 555.0001 | 555.0001 | 555.0001 | 555.0007 | 555.0007 | 555.0011 | 916.9508 | 916.9508 | 916.9508 | 1043.2807 | 1043.2807 | 1043.2807 | 1295.1661 | 2338.4191 | 2338.4191 | 2663.0137 | 3540.0002 | 3540.0002 | 3949.2842 | 3929.2842 | 3929.2842 | 3929.2842 | 3929.2842 | 3929.2842 | 3929.2842 | 6198.5605
NSW | N3 | Central-West Orana | Solar | 826.979 | 906.9807 | 1772.074 | 1772.074 | 1772.6505 | 1772.6505 | 2294.7721 | 3386.5776 | 3386.5776 | 3778.438 | 4466.975 | 4466.978 | 4466.978 | 4466.978 | 4466.978 | 5112.305 | 6735.643 | 6871.366 | 6871.366 | 7654.954 | 7724.4916 | 7724.4916 | 7724.4916 | 9930.612 | 10661.615 | 11965.591 | 11762.551
NSW | N4 | Broken Hill | Solar | 53 | 53 | 53.0001 | 53.0001 | 53.0002 | 53.0003 | 53.0004 | 53.0005 | 53.0005 | 53.0005 | 53.0005 | 53.0016 | 53.0016 | 53.0016 | 142.2638 | 142.2638 | 204.5455 | 204.5455 | 204.5455 | 211.2554 | 345.7301 | 345.7301 | 345.7301 | 345.7301 | 345.7301 | 345.7301 | 345.7301
NSW | N5 | South West NSW | Solar | 1246.4 | 1500.5 | 1500.5461 | 1500.5461 | 1500.5461 | 1500.5462 | 1500.5462 | 1500.5462 | 1500.5462 | 1601.8034 | 1601.8034 | 1601.8034 | 1601.8034 | 1601.8034 | 2442.9233 | 2292.6234 | 3547.5062 | 4809.5682 | 5023.0718 | 5023.0718 | 5314.2 | 5314.2 | 5314.2 | 5314.2 | 5314.2 | 5314.2 | 4923.04
NSW | N6 | Wagga Wagga | Solar | 302.672 | 682.6721 | 682.6722 | 682.6722 | 682.6722 | 1223.6309 | 1710.672 | 1710.672 | 1710.672 | 1710.672 | 1710.672 | 1710.672 | 1710.672 | 1710.672 | 1710.672 | 1710.672 | 1710.6721 | 1710.6721 | 1793.019 | 1793.019 | 1793.019 | 1793.019 | 1793.019 | 1793.0194 | 1793.0194 | 1793.0194 | 1793.0194
NSW | N7 | Tumut | Solar | 0 | 0 | 0 | 0 | 0 | 0 | 0 | 0 | 0 | 0 | 0 | 0 | 0 | 0 | 0 | 0 | 0 | 0 | 0 | 0 | 0 | 0 | 0 | 0 | 0 | 0 | 0
NSW | N8 | Cooma-Monaro | Solar | 0 | 0 | 0 | 0 | 0 | 0 | 0 | 0 | 0 | 0 | 0 | 0 | 0 | 0 | 0 | 0 | 0 | 0 | 0 | 0 | 0 | 0 | 0 | 0 | 0 | 0 | 0
VIC | V1 | Ovens Murray | Solar | 0 | 0.00026476 | 0.00026628 | 0.00028624 | 0.00028629 | 0.00028812 | 0.00030171 | 0.00048526 | 0.00048536 | 0.00073172 | 0.00073186 | 0.00073252 | 0.00073269 | 0.00074284 | 1.2269 | 1.227 | 1.2272 | 1.2272 | 868.3403 | 868.3403 | 1000 | 1000 | 1000.0001 | 1000.0001 | 1000.0001 | 1000.0001 | 1000.0001
VIC | V2 | Murray River | Solar | 679.093 | 679.093 | 679.093 | 679.0931 | 679.0931 | 679.0931 | 679.0931 | 679.0932 | 679.0935 | 1503.0659 | 1503.0659 | 2071.7153 | 2071.7153 | 2152.5721 | 2354.8136 | 2354.8137 | 2667.7562 | 2667.7562 | 2667.7562 | 2916.6323 | 3365.7773 | 3365.7773 | 3334.6743 | 3433.5298 | 3484.5283 | 3402.0657 | 3494.5576
VIC | V3 | Western Victoria | Solar | 0 | 0.00010547 | 0.00021344 | 0.00078041 | 0.0010034 | 0.0010131 | 0.0011253 | 0.0015596 | 0.0015611 | 340.4761 | 340.4761 | 340.4762 | 340.4762 | 400 | 400.0001 | 400.0001 | 400.0003 | 400.0003 | 2644.8175 | 2644.8175 | 2792.3578 | 2792.3579 | 2792.3579 | 2792.358 | 2792.3581 | 3480.6997 | 3480.6997
VIC | V4 | South West Victoria | Solar | 0 | 0 | 0 | 0 | 0 | 0 | 0 | 0 | 0 | 0 | 0 | 0 | 0 | 0 | 0 | 0 | 0 | 0 | 0 | 0 | 0 | 0 | 0 | 0 | 0 | 0 | 0
VIC | V5 | Gippsland | Solar | 0 | 0.00013153 | 0.00013665 | 0.00037119 | 0.00037143 | 0.00037206 | 0.00037477 | 0.00038563 | 0.00038611 | 0.00040996 | 0.00041187 | 0.00092281 | 0.00092473 | 0.00095345 | 0.00096608 | 0.0010148 | 0.04071 | 0.040725 | 0.040754 | 500.0003 | 1231.7627 | 2331.1216 | 2331.1216 | 2331.1216 | 2331.1216 | 2474 | 2474
VIC | V6 | Central North VIC | Solar | 402.48 | 402.4802 | 402.4802 | 402.4803 | 402.4803 | 402.4803 | 402.4803 | 402.4805 | 402.4805 | 402.4806 | 402.4806 | 402.4806 | 402.4806 | 402.4807 | 402.4818 | 402.4818 | 402.4823 | 402.4823 | 402.4823 | 402.4824 | 728.2414 | 617.7614 | 617.7615 | 655.0041 | 655.0041 | 788.2886 | 1139.7816
SA | S1 | South East SA | Solar | 155.16 | 155.1602 | 155.1602 | 155.1602 | 155.1602 | 155.1602 | 155.1602 | 155.1603 | 155.1603 | 155.1605 | 155.1605 | 155.1606 | 155.1606 | 155.1606 | 155.1607 | 155.1607 | 155.1611 | 155.1612 | 108.0027 | 108.0027 | 108.0027 | 108.0027 | 108.0027 | 108.0027 | 108.0027 | 108.0027 | 0.0026884
SA | S2 | Riverland | Solar | 25.26 | 25.2602 | 25.2603 | 25.2603 | 25.2603 | 25.2603 | 25.2603 | 25.2605 | 19.1405 | 406.6019 | 406.6019 | 567.8448 | 567.8448 | 567.8448 | 1120.0002 | 1120.0002 | 1289.435 | 3415.1847 | 3841.2174 | 3841.2174 | 4007.38 | 4007.38 | 4000 | 4000 | 4000 | 4000 | 4000
SA | S3 | Mid-North SA | Solar | 0 | 0.00016257 | 0.00019489 | 0.00019594 | 0.00019651 | 0.00019752 | 0.0002048 | 0.00032966 | 0.00032991 | 0.00041636 | 0.00041711 | 0.00080698 | 0.0008071 | 0.00080838 | 0.0014177 | 0.00142 | 0.001609 | 0.0016109 | 0.0016115 | 0.0023 | 0.029723 | 0.029723 | 0.029723 | 0.029724 | 0.029725 | 0.029743 | 0.029762
SA | S4 | Yorke Peninsula | Solar | 0 | 0 | 0 | 0 | 0 | 0 | 0 | 0 | 0 | 0 | 0 | 0 | 0 | 0 | 0 | 0 | 0 | 0 | 0 | 0 | 0 | 0 | 0 | 0 | 0 | 0 | 0
SA | S5 | Northern SA | Solar | 349.2 | 349.2002 | 349.2002 | 349.2002 | 349.2002 | 349.2002 | 349.2002 | 349.2003 | 349.2003 | 349.2006 | 349.2006 | 349.2009 | 349.2009 | 349.2009 | 349.2027 | 349.2027 | 349.2279 | 349.228 | 884.1689 | 1164.554 | 3218.0667 | 2948.0667 | 2948.0667 | 2948.0667 | 2868.8667 | 2868.867 | 2868.867
SA | S6 | Leigh Creek | Solar | 0 | 0.00015804 | 0.00023486 | 0.00026621 | 0.0002666 | 0.00029741 | 0.00032178 | 0.00062206 | 0.00062234 | 0.00062887 | 0.00062912 | 0.0012011 | 0.0012013 | 0.0012035 | 434.2788 | 434.2788 | 452.5796 | 452.5796 | 452.5796 | 534.7514 | 1452.1393 | 1452.1393 | 1452.1393 | 1814.9141 | 1859.2129 | 2272.7969 | 2442.766
SA | S7 | Roxby Downs | Solar | 0 | 0.00018311 | 0.0003032 | 0.0003074 | 0.00030764 | 0.00030927 | 0.0003099 | 0.00064574 | 0.00064597 | 0.001018 | 0.0010182 | 487.0689 | 487.0689 | 487.0689 | 597.8121 | 597.8121 | 634.4659 | 634.4659 | 634.4659 | 644.4674 | 743.4772 | 743.4772 | 743.4772 | 743.4772 | 743.4772 | 743.5976 | 743.5976
SA | S8 | Eastern Eyre Peninsula | Solar | 0 | 0.00011923 | 0.00013511 | 0.00013598 | 0.00013685 | 0.00013757 | 0.00014773 | 0.00020806 | 0.00020834 | 0.00024666 | 0.00024828 | 0.00037385 | 0.00037399 | 0.00037702 | 0.00044262 | 0.00044587 | 0.0006582 | 0.00065962 | 0.00066033 | 0.00093988 | 0.0011517 | 0.0011519 | 0.0011522 | 0.0011538 | 0.0011549 | 0.0011907 | 0.0011966
SA | S9 | Western Eyre Peninsula | Solar | 0 | 0.00014444 | 0.00018491 | 0.00019358 | 0.00019407 | 0.00019526 | 0.00020034 | 0.00032732 | 0.00032772 | 0.00057146 | 0.0005718 | 0.00091937 | 0.00091952 | 0.00092077 | 0.0015982 | 0.001601 | 0.0030899 | 0.011643 | 0.011648 | 0.02515 | 0.046041 | 0.046041 | 0.046041 | 0.046043 | 0.046044 | 0.046068 | 0.046083
TAS | T1 | North East Tasmania | Solar | 0 | 0.0001482 | 0.00014853 | 0.0001702 | 0.00017052 | 0.00017119 | 0.00017316 | 0.00022354 | 0.00022405 | 0.00030373 | 0.00030435 | 0.00045707 | 0.00045746 | 0.00045894 | 0.00046162 | 0.00046448 | 0.0004699 | 0.00047035 | 0.00047254 | 0.0004785 | 0.00053236 | 0.0007268 | 0.00072788 | 0.0007495 | 0.00075082 | 0.0012609 | 0.0012619
TAS | T2 | North West Tasmania | Solar | 0 | 0 | 0 | 0.00010245 | 0.00010335 | 0.00010399 | 0.00011314 | 0.00014076 | 0.00014192 | 0.00019024 | 0.00019089 | 0.00021985 | 0.00022046 | 0.00022249 | 0.00025589 | 0.00026281 | 0.00051997 | 149.9999 | 149.9999 | 149.9999 | 149.9999 | 149.9999 | 149.9999 | 149.9999 | 149.9999 | 149.9999 | 149.9999
TAS | T3 | Central Highlands | Solar | 0 | 0.00010693 | 0.00010711 | 0.00011745 | 0.00011861 | 0.00011982 | 0.00012509 | 0.00015607 | 0.00015702 | 0.00020233 | 0.00020329 | 0.00024424 | 0.00024471 | 0.00024769 | 0.00030815 | 0.00031039 | 0.00033073 | 0.00033156 | 0.00033424 | 0.00034357 | 0.00036392 | 0.00048339 | 0.00048476 | 0.00051414 | 0.00051552 | 0.00077357 | 0.00077639
Region | REZ | REZ Name | Technology | 2023-24 | 2024-25 | 2025-26 | 2026-27 | 2027-28 | 2028-29 | 2029-30 | 2030-31 | 2031-32 | 2032-33 | 2033-34 | 2034-35 | 2035-36 | 2036-37 | 2037-38 | 2038-39 | 2039-40 | 2040-41 | 2041-42 | 2042-43 | 2043-44 | 2044-45 | 2045-46 | 2046-47 | 2047-48 | 2048-49 | 2049-50
QLD | Q1 | Far North QLD | Wind | 337.318 | 829.3805 | 829.3805 | 829.3805 | 829.3805 | 829.3805 | 829.3805 | 875.3044 | 875.3044 | 905.5876 | 907.3187 | 907.3187 | 907.3187 | 907.3187 | 1136.3118 | 1136.3118 | 1136.3118 | 1136.3118 | 1136.3118 | 1188.3716 | 1102.6404 | 1102.6404 | 1102.6404 | 1140.0161 | 1140.0161 | 1124.772 | 1313.8814
QLD | Q2 | North Qld Clean Energy Hub | Wind | 43.2 | 51.1373 | 51.1373 | 51.1373 | 51.1374 | 747.0933 | 747.0933 | 747.0933 | 747.0933 | 747.0933 | 759.8182 | 779.97 | 779.97 | 779.97 | 796.4596 | 796.4596 | 796.4596 | 796.4596 | 796.4596 | 805.6433 | 1396.5469 | 1396.5469 | 1353.3469 | 1364.2708 | 1364.2708 | 1364.271 | 1364.271
QLD | Q3 | Northern Qld | Wind | 0 | 0 | 0 | 0 | 0 | 0 | 0 | 0 | 0 | 0 | 0 | 0 | 0 | 0 | 0 | 0 | 0 | 0 | 0 | 0 | 0 | 0 | 0 | 0 | 0 | 0 | 0
QLD | Q4 | Isaac | Wind | 0 | 0.00048482 | 0.00048509 | 0.00050568 | 0.0012344 | 1000.0005 | 1000.0005 | 1000.0012 | 1000.0012 | 1000.0012 | 1000.0012 | 1000.0012 | 1000.0012 | 1000.0012 | 1000.0012 | 1000.0012 | 1000.0012 | 1000.0012 | 1000.0012 | 1000.0012 | 1000.0012 | 1000.0012 | 1000.0012 | 1000.0215 | 1000.0215 | 1534.916 | 1534.916
QLD | Q5 | Barcaldine | Wind | 0 | 0.00045971 | 0.00046034 | 0.00087968 | 0.0023198 | 0.0042695 | 0.0042717 | 77.2453 | 99.2384 | 100.9051 | 113.4544 | 113.4545 | 113.4545 | 113.4545 | 113.4545 | 113.4545 | 113.4545 | 116.1775 | 116.1775 | 120.6827 | 129.3606 | 129.3606 | 129.3606 | 129.3611 | 129.3611 | 129.3611 | 129.3611
QLD | Q6 | Fitzroy | Wind | 0 | 0.0015784 | 0.0015792 | 521.7842 | 900.0003 | 1123.8923 | 1123.8923 | 1123.8927 | 1123.8927 | 1123.8928 | 1660.0291 | 1660.0291 | 1660.0291 | 1660.0291 | 3499.9998 | 3499.9998 | 3499.9998 | 3499.9998 | 3499.9998 | 3500 | 3500 | 3500 | 3500 | 4187.7078 | 4187.7078 | 4187.7078 | 4187.7078
QLD | Q7 | Wide Bay | Wind | 0 | 0.00037822 | 0.00037879 | 0.00041463 | 0.00045722 | 183.7401 | 183.7401 | 183.7401 | 183.7401 | 183.7401 | 183.7401 | 183.7401 | 183.7401 | 183.7401 | 183.7402 | 183.7402 | 183.7402 | 183.7402 | 183.7402 | 183.7402 | 183.7402 | 183.7402 | 183.7402 | 318.9751 | 1100.0001 | 1100.0001 | 1100.0001
QLD | Q8 | Darling Downs | Wind | 753 | 1545.1879 | 1545.1879 | 1545.1882 | 2325.9986 | 3052.4783 | 3105.8005 | 4578.315 | 4578.315 | 5834.9371 | 6525.9976 | 6525.9976 | 6525.9976 | 6525.9976 | 6525.9976 | 6525.9976 | 6525.9976 | 6525.9976 | 6525.9976 | 7502.4166 | 7502.4166 | 7049.4166 | 7049.4166 | 9046.4063 | 9046.4063 | 9935.7066 | 9935.7066
QLD | Q9 | Banana | Wind | 0 | 0.00033834 | 0.00033863 | 0.0003879 | 0.00057721 | 186.0281 | 186.0281 | 186.0281 | 186.0281 | 186.0283 | 186.0284 | 186.0284 | 186.0284 | 186.0286 | 186.0289 | 186.0289 | 186.0289 | 427.3043 | 704.9255 | 704.9255 | 704.9255 | 704.9255 | 704.9255 | 1843.7703 | 1843.7703 | 1843.7703 | 1843.7703
NSW | N1 | North West NSW | Wind | 0 | 0 | 0 | 0 | 0 | 0 | 0 | 0 | 0 | 0 | 0 | 0 | 0 | 0 | 0 | 0 | 0 | 0 | 0 | 0 | 0 | 0 | 0 | 0 | 0 | 0 | 0
NSW | N2 | New England | Wind | 442.48 | 442.4872 | 454.3121 | 454.3121 | 3242.536 | 4024.9472 | 4037.034 | 4086.9599 | 4086.9599 | 4086.9599 | 4086.9599 | 4324.2105 | 5925.0808 | 6665.55 | 7039.893 | 6867.413 | 6867.413 | 6867.413 | 6995.334 | 6995.3345 | 7400 | 7400 | 7400 | 7400 | 7400 | 7400 | 7400
NSW | N3 | Central-West Orana | Wind | 113.19 | 2238.7933 | 2238.7933 | 3113.19 | 3544.387 | 3544.387 | 3772.6793 | 3772.6793 | 3772.6793 | 4924.4105 | 5643.3546 | 5643.3546 | 5643.3546 | 5643.3546 | 5643.3546 | 5643.3546 | 5643.3546 | 5778.675 | 5937.7217 | 6749.2086 | 7910.228 | 7910.228 | 7910.228 | 9004.9634 | 10769.19 | 10769.19 | 10656
NSW | N4 | Broken Hill | Wind | 198.94 | 198.9403 | 198.9403 | 198.9404 | 198.9405 | 198.9407 | 198.9414 | 198.9423 | 198.9423 | 198.9465 | 198.9466 | 198.9466 | 198.9466 | 198.9466 | 198.9466 | 198.9466 | 198.9466 | 198.9479 | 198.9479 | 268.8624 | 69.9226 | 69.9228 | 111.4831 | 296.0156 | 296.0156 | 296.0156 | 296.0156
NSW | N5 | South West NSW | Wind | 0 | 0 | 0.00051314 | 0.00052549 | 0.00052767 | 0.00053415 | 0.00066092 | 0.00078742 | 0.00079977 | 0.00091001 | 0.0010151 | 0.0010163 | 0.0010177 | 0.0010267 | 0.0010365 | 0.0010489 | 0.0010522 | 0.0013563 | 0.0013589 | 0.0037287 | 0.0037332 | 0.0037511 | 0.0039283 | 0.0039439 | 0.19133 | 0.19134 | 0.19134
NSW | N6 | Wagga Wagga | Wind | 0 | 0.00027579 | 0.00027604 | 0.00030104 | 0.0003382 | 0.00041713 | 0.0006111 | 0.00070856 | 0.00070995 | 0.00071377 | 0.0007339 | 0.0007342 | 0.00073492 | 0.00074111 | 0.00074862 | 0.00081945 | 0.00084504 | 0.0010557 | 0.0010568 | 0.0015464 | 0.0015471 | 0.0015512 | 0.0016159 | 0.0017533 | 0.0061124 | 0.0061403 | 0.0099258
NSW | N7 | Tumut | Wind | 0 | 0 | 0 | 0 | 0 | 0 | 0 | 0 | 0 | 0 | 0 | 0 | 0 | 0 | 0 | 0 | 0 | 0 | 0 | 0 | 0 | 0 | 0 | 0 | 0 | 0 | 0
NSW | N8 | Cooma-Monaro | Wind | 113 | 372.2411 | 411.6874 | 411.6874 | 411.6874 | 411.6874 | 413 | 413.0001 | 413.0001 | 413.0001 | 413.0001 | 413.0001 | 413.0001 | 413.0001 | 413.0001 | 413.0002 | 424.0256 | 398.8665 | 398.8665 | 828 | 828 | 828 | 828 | 828 | 828 | 828 | 828
VIC | V1 | Ovens Murray | Wind | 0 | 0 | 0 | 0 | 0 | 0 | 0 | 0 | 0 | 0 | 0 | 0 | 0 | 0 | 0 | 0 | 0 | 0 | 0 | 0 | 0 | 0 | 0 | 0 | 0 | 0 | 0
VIC | V2 | Murray River | Wind | 0 | 0 | 0 | 0 | 0 | 0 | 0 | 0 | 0 | 0 | 0 | 0 | 0 | 0 | 0 | 0 | 0 | 0 | 0 | 0 | 0 | 0 | 0 | 0 | 0 | 0 | 0
VIC | V3 | Western Victoria | Wind | 1934.5 | 1934.5 | 1934.5 | 1934.5002 | 2201.4066 | 2634.5022 | 2634.5214 | 3214.9332 | 3214.9332 | 3214.9332 | 3162.4333 | 2970.4333 | 2970.4333 | 2970.4333 | 4038.2622 | 4289.9999 | 4290 | 4290 | 4290 | 4338.4694 | 4207.2694 | 3895.2694 | 4549.1121 | 5737.7501 | 5497.7501 | 5469.0501 | 4731.0001
VIC | V4 | South West Victoria | Wind | 2023.21 | 2404.5947 | 2404.5947 | 2809.9944 | 2809.9944 | 2809.9945 | 2891.8462 | 2928.034 | 2928.034 | 2928.034 | 4558.7355 | 4558.7356 | 4558.7356 | 4558.7356 | 5140.262 | 4720.262 | 4720.262 | 4598.012 | 4598.012 | 4836.76 | 4644.16 | 4644.16 | 3780.6 | 3780.6 | 3780.6 | 3780.6 | 3780.6
VIC | V5 | Gippsland | Wind | 0 | 500.0004 | 500.0004 | 500.0021 | 500.0021 | 500.0021 | 1087.6453 | 1729.3156 | 1729.3156 | 1954.2076 | 2000 | 2000 | 2000 | 2000 | 2000 | 2000 | 2000 | 2000 | 2000 | 2000 | 2000 | 2000 | 2000 | 2000 | 2000 | 2000 | 2000
VIC | V6 | Central North VIC | Wind | 0 | 0.00050152 | 0.00050159 | 0.0008673 | 0.00086882 | 0.0010139 | 0.001018 | 208.886 | 208.886 | 349.6886 | 349.6886 | 349.6886 | 349.6886 | 349.6886 | 349.6887 | 349.6887 | 349.6914 | 372.6919 | 372.6919 | 525.8619 | 525.8619 | 525.8619 | 696.3233 | 817.392 | 899.2663 | 1312.4219 | 1519.2217
SA | S1 | South East SA | Wind | 324.5 | 759.0233 | 759.0233 | 1060.6404 | 1060.6404 | 1060.6405 | 1124.5005 | 1078.5056 | 1078.5056 | 1078.5056 | 1183.8919 | 1183.8919 | 1103.3919 | 1103.3919 | 1103.392 | 1070.8191 | 1070.8191 | 1057.4383 | 1057.4383 | 1272.2278 | 1284.416 | 1284.416 | 1284.416 | 1284.416 | 1333.4638 | 1333.4638 | 1365.6922
SA | S2 | Riverland | Wind | 0 | 0.00034963 | 0.00034973 | 0.00044515 | 0.00044691 | 0.00045633 | 0.00052127 | 0.00069609 | 0.00070012 | 0.00080755 | 0.0010038 | 0.0010064 | 0.001015 | 0.0010214 | 0.0010306 | 0.0011461 | 0.0011638 | 0.0011822 | 0.001184 | 0.0015906 | 0.0015965 | 0.0017264 | 0.0017401 | 0.0017705 | 0.0023303 | 0.0024053 | 0.0024097
SA | S3 | Mid-North SA | Wind | 1343.1 | 1343.1012 | 1343.1012 | 1343.1057 | 1343.1057 | 2121.8547 | 2194.321 | 2194.3218 | 2194.3218 | 2331.0356 | 2232.3357 | 2232.3357 | 2160.9357 | 2138.6792 | 2188.2024 | 2188.2024 | 2181.6404 | 2221.7084 | 2221.7084 | 2632.745 | 2418.845 | 2418.845 | 2288.045 | 2288.0451 | 2644.117 | 2904.2019 | 3558.2517
SA | S4 | Yorke Peninsula | Wind | 90.75 | 90.7517 | 90.7517 | 104.7284 | 104.7285 | 104.7285 | 105.4509 | 108.5522 | 108.5522 | 108.5522 | 108.5522 | 108.5522 | 108.5522 | 108.5522 | 108.5522 | 108.5522 | 108.5522 | 108.5522 | 108.5522 | 108.5522 | 108.5522 | 108.5588 | 108.5588 | 108.5588 | 108.5588 | 108.5589 | 108.5719
SA | S5 | Northern SA | Wind | 422.4 | 422.4 | 422.4 | 422.4 | 422.4 | 422.4 | 422.4 | 422.4 | 422.4 | 422.4 | 422.4 | 422.4 | 422.4 | 422.4 | 422.4 | 422.4 | 422.4 | 422.4 | 422.4 | 422.4 | 422.4 | 422.4 | 210 | 210 | 210 | 210 | 210
SA | S6 | Leigh Creek | Wind | 0 | 0.00058278 | 0.00058299 | 0.00072917 | 0.00073279 | 0.0019365 | 0.0020389 | 0.0020523 | 0.0020527 | 0.0020658 | 0.0020668 | 0.00207 | 0.0020712 | 0.0020849 | 578.7984 | 578.7984 | 578.7984 | 578.7984 | 578.7984 | 578.7984 | 578.7984 | 578.7984 | 578.7984 | 2019.9331 | 2382.0184 | 2382.0184 | 2382.0184
SA | S7 | Roxby Downs | Wind | 0 | 0 | 0 | 0 | 0 | 0 | 0 | 0 | 0 | 0 | 0 | 0 | 0 | 0 | 0 | 0 | 0 | 0 | 0 | 0 | 0 | 0 | 0 | 0 | 0 | 0 | 0
SA | S8 | Eastern Eyre Peninsula | Wind | 136 | 136.0007 | 136.0007 | 136.0018 | 136.0018 | 136.0018 | 136.0018 | 182.5675 | 182.5675 | 228.8167 | 228.8168 | 228.8168 | 158.8227 | 158.8227 | 158.8227 | 158.8227 | 158.8227 | 158.8227 | 158.8227 | 158.8227 | 158.8228 | 431.0465 | 431.0465 | 431.0465 | 431.0466 | 431.0466 | 431.0466
SA | S9 | Western Eyre Peninsula | Wind | 0 | 0.0005786 | 0.00057881 | 0.0011918 | 0.0012059 | 0.0012217 | 0.0012297 | 0.0028513 | 0.0028531 | 0.0065555 | 0.0065887 | 0.0065936 | 0.0066824 | 0.0066888 | 0.0066954 | 0.0066976 | 0.0067 | 0.043283 | 0.043284 | 0.043302 | 0.04331 | 0.10101 | 0.10102 | 0.10102 | 0.10103 | 0.10103 | 0.10104
TAS | T1 | North East Tasmania | Wind | 168 | 246.3112 | 246.3112 | 246.3112 | 246.3113 | 246.3113 | 246.3113 | 246.3113 | 282.1052 | 283.0039 | 283.0039 | 283.0039 | 283.0039 | 283.0039 | 283.0039 | 283.0039 | 283.0039 | 283.0039 | 283.0039 | 283.0039 | 283.0039 | 283.0039 | 283.0039 | 283.0039 | 283.0039 | 283.0039 | 283.0039
TAS | T2 | North West Tasmania | Wind | 251.6 | 251.6019 | 251.6019 | 251.6019 | 251.6023 | 309.9061 | 309.9062 | 309.9067 | 1317.9787 | 1317.9787 | 1317.9787 | 1317.9787 | 1317.9787 | 1317.9787 | 1317.9787 | 1317.9786 | 1317.9787 | 1317.9787 | 1317.9787 | 1317.9787 | 1317.9787 | 1317.9787 | 1317.9786 | 1317.9788 | 1317.9788 | 1317.9788 | 1317.9788
TAS | T3 | Central Highlands | Wind | 144 | 665.356 | 665.356 | 681.5333 | 788.0769 | 788.1766 | 1249.5891 | 1256.1334 | 1280.0588 | 1280.0588 | 1280.0588 | 1280.0588 | 1280.0588 | 1280.0588 | 1280.0588 | 1280.0588 | 1291.0526 | 1358.004 | 1358.004 | 1358.004 | 1358.004 | 1214.004 | 1214.004 | 1214.004 | 1214.004 | 1214.004 | 1214.004
Region | REZ | REZ Name | Technology | 2023-24 | 2024-25 | 2025-26 | 2026-27 | 2027-28 | 2028-29 | 2029-30 | 2030-31 | 2031-32 | 2032-33 | 2033-34 | 2034-35 | 2035-36 | 2036-37 | 2037-38 | 2038-39 | 2039-40 | 2040-41 | 2041-42 | 2042-43 | 2043-44 | 2044-45 | 2045-46 | 2046-47 | 2047-48 | 2048-49 | 2049-50
NSW | O1 | Hunter Coast | Offshore Wind | 0 | 0 | 0 | 0 | 0 | 0 | 0 | 0 | 0 | 0 | 0 | 0 | 0 | 0 | 0 | 0 | 0 | 0.0001019 | 0.00010524 | 0.00016463 | 0.0001675 | 0.0001678 | 0.00016869 | 0.00020942 | 0.00020968 | 0.00025209 | 0.00025229
NSW | O2 | Illawarra Coast | Offshore Wind | 0 | 0 | 0 | 0 | 0 | 0 | 0 | 0 | 0 | 0 | 0 | 0 | 0 | 0 | 0 | 0 | 0.00010456 | 0.00011149 | 0.00011165 | 0.00015417 | 0.00015545 | 0.00015559 | 0.00015604 | 0.00020973 | 0.00021024 | 0.00032223 | 0.00032338
VIC | O3 | Gippsland Coast | Offshore Wind | 0 | 0 | 0 | 0 | 0 | 0 | 0 | 0 | 0 | 0 | 0 | 0 | 0 | 0 | 0 | 0 | 0 | 0.00011149 | 0.00011257 | 0.00017521 | 0.00018538 | 0.00018644 | 0.00019619 | 0.00023904 | 0.00033972 | 0.00034159 | 0.00052913
TAS | O4 | North West Tasmania Coast | Offshore Wind | 0 | 0 | 0 | 0 | 0 | 0 | 0 | 0 | 0 | 0 | 0 | 0 | 0 | 0 | 0 | 0 | 0 | 0.00011295 | 0.00011322 | 0.00011398 | 0.00011438 | 0.00011477 | 0.00011508 | 0.00011545 | 0.00011561 | 0.00012109 | 0.00012815
VIC | O5 | Portland Coast | Offshore Wind | 0 | 0 | 0 | 0 | 0 | 0 | 0 | 0 | 0 | 0 | 0 | 0 | 0 | 0 | 0 | 0 | 0 | 0 | 0 | 0.00012148 | 0.00014776 | 0.0001481 | 0.00021031 | 0.00021507 | 0.0004583 | 0.0004673 | 0.00056378
SA | O6 | South East SA Coast | Offshore Wind | 0 | 0 | 0 | 0 | 0 | 0 | 0 | 0 | 0 | 0 | 0 | 0 | 0 | 0 | 0 | 0 | 0 | 0 | 0 | 0 | 0.00010953 | 0.00010976 | 0.00011699 | 0.00012147 | 0.00014278 | 0.0001583 | 0.00016199

## Option 3A_VOM Cost
VOM cost by technology ($000s) - Option 3A, Step Change Scenario
VOM | Real June 2021 dollars discounted to 1 July 2021
Explicitly modelled generation
Region | Technology | 2023-24 | 2024-25 | 2025-26 | 2026-27 | 2027-28 | 2028-29 | 2029-30 | 2030-31 | 2031-32 | 2032-33 | 2033-34 | 2034-35 | 2035-36 | 2036-37 | 2037-38 | 2038-39 | 2039-40 | 2040-41 | 2041-42 | 2042-43 | 2043-44 | 2044-45 | 2045-46 | 2046-47 | 2047-48 | 2048-49 | 2049-50
NEM | Black Coal | 331356.3858 | 274815.7309 | 254478.9602 | 223950.7338 | 168448.2612 | 133588.9448 | 114553.0036 | 82945.3995 | 75768.898 | 63956.8745 | 38537.983 | 36433.016 | 30209.8835 | 27829.1982 | 27618.0637 | 24789.211 | 6858.6063 | 2589.332 | 2398.3085 | 0 | 0 | 0 | 0 | 0 | 0 | 0 | 0
NEM | Brown Coal | 106892.419 | 88684.9815 | 78639.719 | 58372.0495 | 55692.932 | 44117.5355 | 26631.804 | 16381.6325 | 12336.5665 | 0 | 0 | 0 | 0 | 0 | 0 | 0 | 0 | 0 | 0 | 0 | 0 | 0 | 0 | 0 | 0 | 0 | 0
NEM | CCGT | 14274.8138 | 10332.157 | 19130.3958 | 23005.4699 | 22331.1136 | 24679.4336 | 27180.5134 | 30349.6832 | 25301.3835 | 23318.6885 | 29936.9939 | 32479.2865 | 23099.1108 | 19788.6371 | 14219.683 | 15179.1941 | 13341.2166 | 10799.4575 | 8730.9724 | 9606.9042 | 7197.6261 | 5493.9047 | 2777.6876 | 1941.4528 | 1812.2489 | 1692.7559 | 1639.9974
NEM | Gas - Steam | 238.9245 | 219.0418 | 653.4004 | 296.0946 | 187.0584 | 376.4091 | 298.1882 | 1449.5984 | 256.054 | 513.8255 | 434.634 | 715.0016 | 421.9309 | 545.6833 | 570.6589 | 532.2227 | 0 | 0 | 0 | 0 | 0 | 0 | 0 | 0 | 0 | 0 | 0
NEM | OCGT / Diesel | 1874.7712 | 1532.9762 | 3105.4238 | 3171.0077 | 2177.5359 | 3040.3116 | 2428.0547 | 9074.9018 | 4124.7683 | 6276.0999 | 10539.7382 | 17367.8566 | 9968.5897 | 12032.7064 | 8988.6516 | 7249.8554 | 18044.7877 | 14510.9651 | 7404.5306 | 9269.3734 | 14473.7368 | 6925.7906 | 8358.2669 | 8633.0252 | 4120.5368 | 6055.9683 | 5458.8068
NEM | Hydro | 115839.7855 | 99349.7094 | 95865.236 | 87989.3867 | 71253.1185 | 83056.5416 | 84724.3445 | 77757.7584 | 69777.0301 | 63047.9982 | 65833.5681 | 63409.1561 | 55179.3925 | 48280.2225 | 53344.7406 | 45596.4513 | 40701.881 | 36636.2032 | 32528.5216 | 35070.7169 | 34152.4408 | 29211.2082 | 26227.8558 | 32901.0355 | 29551.7414 | 27918.655 | 25469.5547
NEM | Hydrogen Turbine | 0 | 0 | 0 | 0 | 0 | 0 | 0 | 0 | 0 | 0 | 0 | 0 | 0 | 0 | 0 | 0 | 0 | 0 | 0 | 0 | 0 | 0 | 0 | 0 | 0 | 0 | 0
NEM | Wind | 2522.7577 | 3891.5281 | 3780.6763 | 4222.2482 | 5291.4136 | 5950.7503 | 5911.3023 | 6026.9052 | 6193.946 | 6147.1006 | 6239.0466 | 5832.5784 | 5905.264 | 5848.6404 | 5934.3394 | 5592.5845 | 5185.107 | 4935.9444 | 4621.0745 | 4596.8516 | 4388.058 | 4198.9968 | 4080.7603 | 4363.1136 | 4257.0728 | 4076.2363 | 3853.5942
NEM | Solar PV | 1829.4843 | 1599.6919 | 1737.9385 | 1734.5324 | 1629.475 | 1505.767 | 1636.1064 | 1882.5781 | 1857.5267 | 2133.7313 | 2178.044 | 2225.5446 | 2174.1534 | 2094.0531 | 2089.1086 | 2171.0377 | 2807.6213 | 2926.5284 | 3204.1667 | 3537.5596 | 3489.4761 | 3331.1065 | 3250.5633 | 2908.5243 | 2794.581 | 2905.8001 | 2848.0802
NEM | Grid Battery | 36.6887 | 34.4499 | 117.8315 | 190.3357 | 392.303 | 707.2659 | 696.7106 | 814.743 | 752.1547 | 1323.6499 | 1223.546 | 1118.1861 | 1205.7806 | 1148.4441 | 1021.7398 | 983.2854 | 1471.1891 | 1501.0165 | 2058.5996 | 2265.9675 | 2172.954 | 2195.7357 | 2127.0687 | 1701.7824 | 1541.4441 | 1632.3791 | 1498.1145
NEM | Pumped Hydro | 3583.3904 | 5592.1314 | 5298.2453 | 8806.6426 | 10898.9674 | 16297.5076 | 17195.4113 | 22145.9185 | 21533.9027 | 19374.8866 | 20435.5878 | 19577.6765 | 19639.9598 | 19579.7915 | 16873.6865 | 15084.2497 | 13599.4655 | 9725.7837 | 10116.3451 | 9931.6509 | 8066.3009 | 7136.7085 | 6955.4234 | 8392.153 | 6120.472 | 5523.1814 | 4239.7164
NEM | VPP | 19.3575 | 36.6244 | 61.7289 | 85.3837 | 109.1762 | 126.9783 | 160.22 | 183.9888 | 200.5083 | 223.1147 | 248.4788 | 264.9506 | 292.7841 | 315.0811 | 310.9469 | 320.2871 | 330.1949 | 316.1573 | 326.7982 | 317.7459 | 305.5611 | 310.3516 | 314.836 | 292.0325 | 284.601 | 285.0236 | 274.6199
Total excluding storage |  | 578468.7785 | 486089.0224 | 462869.5558 | 411823.8848 | 338411.3548 | 313447.4454 | 281415.659 | 249013.1075 | 218102.7388 | 186315.9696 | 175607.6203 | 179423.2528 | 148096.8493 | 137462.4576 | 130971.6191 | 117498.3789 | 102340.0694 | 83941.388 | 71389.3172 | 74596.77 | 74246.1538 | 58803.8026 | 54092.4621 | 61133.1193 | 50482.698 | 50089.9997 | 45282.4841
Region | Technology | 2023-24 | 2024-25 | 2025-26 | 2026-27 | 2027-28 | 2028-29 | 2029-30 | 2030-31 | 2031-32 | 2032-33 | 2033-34 | 2034-35 | 2035-36 | 2036-37 | 2037-38 | 2038-39 | 2039-40 | 2040-41 | 2041-42 | 2042-43 | 2043-44 | 2044-45 | 2045-46 | 2046-47 | 2047-48 | 2048-49 | 2049-50
NSW1 | Black Coal | 166032.764 | 131139.189 | 114382.7217 | 102631.442 | 67125.909 | 58234.698 | 46098.547 | 37572.819 | 34906.006 | 33540.704 | 17260.419 | 16758.4125 | 13928.2585 | 11762.1805 | 12285.978 | 11629.9645 | 0 | 0 | 0 | 0 | 0 | 0 | 0 | 0 | 0 | 0 | 0
NSW1 | Brown Coal | 0 | 0 | 0 | 0 | 0 | 0 | 0 | 0 | 0 | 0 | 0 | 0 | 0 | 0 | 0 | 0 | 0 | 0 | 0 | 0 | 0 | 0 | 0 | 0 | 0 | 0 | 0
NSW1 | CCGT | 91.8162 | 40.2013 | 1851.0421 | 3876.1415 | 4164.7802 | 3383.5018 | 5405.158 | 5142.5935 | 4438.0575 | 3835.2835 | 5543.541 | 6208.2085 | 3821.31 | 3742.7025 | 3611.5075 | 4162.1568 | 4076.347 | 3051.2018 | 2534.0685 | 2840.6642 | 0 | 0 | 0 | 0 | 0 | 0 | 0
NSW1 | Gas - Steam | 0 | 0 | 0 | 0 | 0 | 0 | 0 | 0 | 0 | 0 | 0 | 0 | 0 | 0 | 0 | 0 | 0 | 0 | 0 | 0 | 0 | 0 | 0 | 0 | 0 | 0 | 0
NSW1 | OCGT / Diesel | 65.8391 | 31.3229 | 167.3607 | 183.7709 | 111.6129 | 15.3561 | 0.27842 | 352.4435 | 52.7658 | 339.1215 | 437.4254 | 1949.2692 | 1029.1411 | 1451.1399 | 759.274 | 644.0973 | 3528.0164 | 3499.2971 | 1787.2796 | 1843.0015 | 3603.8012 | 1408.629 | 2004.8004 | 1550.4247 | 1263.795 | 1226.1206 | 1516.7158
NSW1 | Hydro | 13510.9145 | 17879.2779 | 17676.4978 | 16882.415 | 13342.6266 | 18127.3439 | 14603.6561 | 14021.4443 | 12540.1546 | 10518.3614 | 12347.4156 | 12213.022 | 10728.9876 | 8973.8623 | 11745.4893 | 9256.0155 | 7836.4111 | 7169.2263 | 6200.5998 | 6873.7518 | 6664.3887 | 5735.7039 | 4673.496 | 6815.635 | 6316.8031 | 5998.202 | 5493.0217
NSW1 | Hydrogen Turbine | 0 | 0 | 0 | 0 | 0 | 0 | 0 | 0 | 0 | 0 | 0 | 0 | 0 | 0 | 0 | 0 | 0 | 0 | 0 | 0 | 0 | 0 | 0 | 0 | 0 | 0 | 0
NSW1 | Wind | 524.041 | 1148.3078 | 1106.8104 | 1292.4771 | 1959.5231 | 2047.9572 | 1887.4533 | 1782.9002 | 1680.5377 | 1783.7938 | 1751.9703 | 1670.8075 | 1868.8284 | 1861.5289 | 1833.5482 | 1635.114 | 1539.553 | 1357.2117 | 1349.7158 | 1340.9575 | 1330.2388 | 1308.7297 | 1262.8726 | 1323.0449 | 1282.5925 | 1182.8536 | 1046.626
NSW1 | Solar PV | 772.0837 | 687.3118 | 812.0416 | 850.0403 | 813.0902 | 771.8076 | 890.3109 | 1084.3958 | 1020.5012 | 1034.1884 | 1054.5913 | 969.5903 | 973.3515 | 937.6238 | 910.2068 | 925.5181 | 1153.4699 | 1144.1284 | 1174.9942 | 1123.4432 | 1043.2536 | 1034.2096 | 994.0709 | 925.2217 | 862.735 | 916.5948 | 906.2179
NSW1 | Grid Battery | 1.8094 | 2.0834 | 85.5254 | 160.0866 | 364.0955 | 421.5082 | 426.2277 | 435.5997 | 391.2303 | 564.202 | 499.3111 | 442.3216 | 458.9095 | 426.1533 | 373.9264 | 353.5472 | 585.4135 | 529.7976 | 673.8964 | 615.2955 | 538.667 | 606.5924 | 548.4231 | 449.3126 | 357.8271 | 440.7974 | 409.6663
NSW1 | Pumped Hydro | 732.1146 | 1381.33 | 1325.852 | 3685.8499 | 5877.87 | 13677.3256 | 14168.9777 | 18311.7271 | 18004.0658 | 16443.7695 | 17470.7882 | 16910.1375 | 16771.9263 | 16919.9714 | 15218.1386 | 13231.0312 | 11686.7418 | 8127.4472 | 8607.8771 | 8451.6441 | 6776.2928 | 5915.7385 | 5944.8581 | 7547.0359 | 5408.2828 | 4766.2286 | 3567.315
NSW1 | VPP | 5.0831 | 11.0695 | 19.4295 | 27.0308 | 34.4623 | 40.2128 | 50.9392 | 60.1175 | 66.8646 | 76.4349 | 86.3739 | 92.446 | 103.7365 | 109.7673 | 110.0296 | 113.0338 | 117.0088 | 111.769 | 114.7214 | 110.758 | 105.3253 | 108.7308 | 108.381 | 100.9527 | 97.3682 | 99.001 | 97.6043
Total excluding storage |  | 181736.4656 | 152320.0935 | 137427.2811 | 129589.254 | 93793.9698 | 96719.7112 | 83531.5483 | 78764.0406 | 73100.1835 | 68135.859 | 56451.8356 | 57214.2151 | 49684.4496 | 46184.93 | 46848.0984 | 41950.4784 | 30522.9615 | 24990.079 | 22443.1528 | 23199.5158 | 20061.9673 | 16118.3339 | 15536.902 | 18711.6276 | 15589.4038 | 14629.798 | 13037.1668
Region | Technology | 2023-24 | 2024-25 | 2025-26 | 2026-27 | 2027-28 | 2028-29 | 2029-30 | 2030-31 | 2031-32 | 2032-33 | 2033-34 | 2034-35 | 2035-36 | 2036-37 | 2037-38 | 2038-39 | 2039-40 | 2040-41 | 2041-42 | 2042-43 | 2043-44 | 2044-45 | 2045-46 | 2046-47 | 2047-48 | 2048-49 | 2049-50
QLD1 | Black Coal | 165323.6218 | 143676.5419 | 140096.2385 | 121319.2918 | 101322.3522 | 75354.2468 | 68454.4566 | 45372.5805 | 40862.892 | 30416.1705 | 21277.564 | 19674.6035 | 16281.625 | 16067.0177 | 15332.0857 | 13159.2465 | 6858.6063 | 2589.332 | 2398.3085 | 0 | 0 | 0 | 0 | 0 | 0 | 0 | 0
QLD1 | Brown Coal | 0 | 0 | 0 | 0 | 0 | 0 | 0 | 0 | 0 | 0 | 0 | 0 | 0 | 0 | 0 | 0 | 0 | 0 | 0 | 0 | 0 | 0 | 0 | 0 | 0 | 0 | 0
QLD1 | CCGT | 6918.2798 | 5487.5876 | 10236.3682 | 14649.5029 | 14471.8049 | 15981.4488 | 16906.1149 | 18865.2337 | 17189.9572 | 15461.9982 | 19980.3189 | 20676.125 | 15998.588 | 12322.3571 | 10608.1755 | 11017.0373 | 9264.8696 | 7748.2557 | 6196.9039 | 6766.24 | 7197.6261 | 5493.9047 | 2777.6876 | 1941.4528 | 1812.2489 | 1692.7559 | 1639.9974
QLD1 | Gas - Steam | 0 | 0 | 0 | 0 | 0 | 0 | 0 | 0 | 0 | 0 | 0 | 0 | 0 | 0 | 0 | 0 | 0 | 0 | 0 | 0 | 0 | 0 | 0 | 0 | 0 | 0 | 0
QLD1 | OCGT / Diesel | 23.5793 | 0.0030223 | 23.1762 | 153.2301 | 194.3601 | 125.6324 | 34.9987 | 2602.1269 | 1983.5522 | 1898.4319 | 5682.0771 | 6439.3633 | 4552.3452 | 6030.0059 | 2360.9504 | 1453.2111 | 4696.1813 | 3760.0129 | 1614.1399 | 2845.953 | 3410.5418 | 1947.9364 | 2821.0002 | 2788.8927 | 995.4237 | 2243.1961 | 1562.2727
QLD1 | Hydro | 4790.1294 | 4543.3181 | 4412.9474 | 4012.4528 | 3877.1608 | 3737.3672 | 3507.9343 | 3301.76 | 3118.1962 | 2960.3625 | 2781.663 | 2610.1477 | 2456.8306 | 2337.9247 | 681.5474 | 604.4696 | 466.2131 | 406.1247 | 360.855 | 0 | 0 | 0 | 0 | 0 | 0 | 0 | 0
QLD1 | Hydrogen Turbine | 0 | 0 | 0 | 0 | 0 | 0 | 0 | 0 | 0 | 0 | 0 | 0 | 0 | 0 | 0 | 0 | 0 | 0 | 0 | 0 | 0 | 0 | 0 | 0 | 0 | 0 | 0
QLD1 | Wind | 353.4183 | 646.738 | 648.6354 | 741.4898 | 1012.323 | 1577.9763 | 1489.6395 | 1703.6971 | 1587.7726 | 1696.9405 | 1703.3798 | 1612.6675 | 1507.0214 | 1521.5413 | 1680.3125 | 1571.9237 | 1477.8676 | 1337.884 | 1318.1639 | 1291.5521 | 1276.5298 | 1142.6714 | 1142.6194 | 1355.5 | 1290.8542 | 1345.8377 | 1209.7955
QLD1 | Solar PV | 751.606 | 663.9712 | 686.7806 | 658.6502 | 604.7238 | 535.3365 | 561.277 | 627.6059 | 663.0992 | 753.8952 | 810.174 | 855.0091 | 813.1813 | 758.3849 | 766.6799 | 857.0958 | 1267.1331 | 1323.8495 | 1326.7185 | 1744.5596 | 1610.1691 | 1454.2923 | 1396.0158 | 1276.6911 | 1270.3879 | 1299.5247 | 1306.4529
QLD1 | Grid Battery | 4.6924 | 4.4305 | 4.2814 | 4.1107 | 3.8968 | 263.4471 | 249.5751 | 315.3848 | 302.1285 | 527.0629 | 521.4147 | 491.0857 | 469.1778 | 453.9096 | 371.7548 | 370.4391 | 610.9054 | 589.8338 | 764.8006 | 1123.1403 | 1005.24 | 929.3601 | 900.3312 | 726.9025 | 716.7388 | 713.3797 | 683.3583
QLD1 | Pumped Hydro | 2851.2758 | 4210.8014 | 3972.3926 | 5120.7916 | 5021.0963 | 2620.181 | 3026.4324 | 3822.5564 | 3515.2353 | 2810.1173 | 2846.8316 | 2564.767 | 2746.5022 | 2544.2169 | 1527.033 | 1735.3256 | 1794.6721 | 1493.1202 | 1410.8346 | 1387.8745 | 1207.8355 | 1127.2576 | 920.3125 | 766.9504 | 638.4982 | 688.052 | 609.2696
QLD1 | VPP | 4.4911 | 9.0264 | 15.1711 | 22.4732 | 28.7981 | 34.9586 | 45.8737 | 54.6003 | 60.2427 | 66.8402 | 75.7427 | 82.1881 | 88.2566 | 95.1431 | 92.6763 | 96.8819 | 100.0915 | 99.3386 | 98.5038 | 99.5719 | 97.6637 | 94.5469 | 95.1024 | 91.3506 | 88.8273 | 85.4592 | 84.4107
Total excluding storage |  | 181021.0939 | 159242.4181 | 160095.9914 | 146681.9932 | 126536.5161 | 100230.5947 | 94276.3022 | 76665.5457 | 69283.076 | 56591.8191 | 55679.1658 | 55005.9569 | 44913.528 | 42130.5013 | 33421.2155 | 30865.6306 | 26536.5401 | 19347.7514 | 15489.2287 | 15258.8915 | 15805.606 | 12189.9693 | 10053.0691 | 8947.74 | 6812.979 | 8068.2053 | 7095.5571
Region | Technology | 2023-24 | 2024-25 | 2025-26 | 2026-27 | 2027-28 | 2028-29 | 2029-30 | 2030-31 | 2031-32 | 2032-33 | 2033-34 | 2034-35 | 2035-36 | 2036-37 | 2037-38 | 2038-39 | 2039-40 | 2040-41 | 2041-42 | 2042-43 | 2043-44 | 2044-45 | 2045-46 | 2046-47 | 2047-48 | 2048-49 | 2049-50
VIC1 | Black Coal | 0 | 0 | 0 | 0 | 0 | 0 | 0 | 0 | 0 | 0 | 0 | 0 | 0 | 0 | 0 | 0 | 0 | 0 | 0 | 0 | 0 | 0 | 0 | 0 | 0 | 0 | 0
VIC1 | Brown Coal | 106892.419 | 88684.9815 | 78639.719 | 58372.0495 | 55692.932 | 44117.5355 | 26631.804 | 16381.6325 | 12336.5665 | 0 | 0 | 0 | 0 | 0 | 0 | 0 | 0 | 0 | 0 | 0 | 0 | 0 | 0 | 0 | 0 | 0 | 0
VIC1 | CCGT | 0 | 0 | 0 | 0 | 0 | 0 | 0 | 0 | 0 | 0 | 0 | 0 | 0 | 0 | 0 | 0 | 0 | 0 | 0 | 0 | 0 | 0 | 0 | 0 | 0 | 0 | 0
VIC1 | Gas - Steam | 35.9228 | 36.9428 | 135.6051 | 296.0946 | 187.0584 | 376.4091 | 298.1882 | 1449.5984 | 256.054 | 513.8255 | 434.634 | 715.0016 | 421.9309 | 545.6833 | 570.6589 | 532.2227 | 0 | 0 | 0 | 0 | 0 | 0 | 0 | 0 | 0 | 0 | 0
VIC1 | OCGT / Diesel | 222.6918 | 143.8584 | 340.5933 | 1191.4829 | 653.0542 | 1060.462 | 681.1513 | 2808.7895 | 478.903 | 2078.0332 | 1739.3849 | 4875.3227 | 2316.0636 | 2278.4632 | 3384.1709 | 2703.8558 | 6276.3291 | 4905.1488 | 2498.0027 | 2785.8493 | 5197.3736 | 3156.7465 | 3189.7456 | 4087.5283 | 1742.9412 | 2376.2946 | 2159.2141
VIC1 | Hydro | 18151.8641 | 20865.1372 | 20378.4124 | 18315.0304 | 14482.838 | 20650.2896 | 16311.2858 | 13344.5709 | 12634.5385 | 10894.7516 | 12714.0471 | 12382.029 | 11186.4855 | 8852.4796 | 12713.6938 | 10061.5558 | 8249.4957 | 7791.2962 | 6734.7161 | 7832.3737 | 7659.6377 | 6894.1202 | 5468.4621 | 7819.2475 | 7411.9056 | 7011.7873 | 6632.9995
VIC1 | Hydrogen Turbine | 0 | 0 | 0 | 0 | 0 | 0 | 0 | 0 | 0 | 0 | 0 | 0 | 0 | 0 | 0 | 0 | 0 | 0 | 0 | 0 | 0 | 0 | 0 | 0 | 0 | 0 | 0
VIC1 | Wind | 890.5124 | 1062.1769 | 1037.8127 | 1111.5061 | 1258.6748 | 1201.7879 | 1320.8053 | 1422.3705 | 1536.8203 | 1361.6296 | 1564.1117 | 1428.0814 | 1412.7298 | 1382.4548 | 1374.1431 | 1393.4723 | 1259.5467 | 1312.4006 | 1115.0133 | 1124.142 | 1016.497 | 969.4582 | 949.8239 | 926.1376 | 920.8485 | 834.9914 | 853.556
VIC1 | Solar PV | 192.8996 | 156.4665 | 149.335 | 143.778 | 133.1611 | 125.0945 | 117.3066 | 109.5519 | 117.3647 | 244.7872 | 222.4449 | 255.6959 | 248.4708 | 256.564 | 225.877 | 210.4262 | 211.1975 | 185.1832 | 367.6588 | 370.3909 | 414.7149 | 459.0507 | 456.9311 | 375.9446 | 360.8893 | 380.247 | 352.9563
VIC1 | Grid Battery | 14.0397 | 12.351 | 13.7349 | 12.8052 | 11.671 | 10.5861 | 9.9411 | 53.728 | 49.5546 | 84.6051 | 70.384 | 64.215 | 114.9477 | 108.8677 | 93.2789 | 87.2175 | 110.1526 | 149.538 | 296.7746 | 264.0279 | 254.0279 | 307.3302 | 301.0323 | 242.6024 | 228.0124 | 232.5759 | 203.8287
VIC1 | Pumped Hydro | 0 | 0 | 0.00020245 | 0.00043617 | 0.00042459 | 0.00039284 | 0.00037747 | 0.00057198 | 0.00053027 | 0.0004982 | 0.00046532 | 0.00043602 | 0.00059769 | 0.00055562 | 0.0011097 | 0.0010615 | 0.0010793 | 0.0010454 | 0.0011167 | 0.0010131 | 0.00093842 | 10.3522 | 10.6431 | 8.8951 | 8.0941 | 7.8573 | 7.545
VIC1 | VPP | 3.569 | 7.8306 | 16.4967 | 23.686 | 31.743 | 36.103 | 44.2269 | 47.7029 | 49.2651 | 52.7086 | 55.8202 | 59.1874 | 66.9272 | 73.0057 | 71.9245 | 73.6324 | 76.0049 | 69.7999 | 76.8558 | 72.2195 | 67.2045 | 72.0741 | 74.3967 | 67.1267 | 67.4697 | 68.3203 | 62.9927
Total excluding storage |  | 126403.9185 | 110969.7449 | 100711.7093 | 79466.4331 | 72451.1329 | 67578.2681 | 45414.7096 | 35617.9451 | 27459.0672 | 15230.3413 | 16800.8273 | 19779.5333 | 15767.5561 | 13497.5188 | 18433.7482 | 15062.3837 | 16182.7276 | 14413.3678 | 11089.0223 | 12449.0043 | 14609.4565 | 11869.1321 | 10451.0349 | 13527.4823 | 10740.1609 | 10912.0738 | 10273.0922
Region | Technology | 2023-24 | 2024-25 | 2025-26 | 2026-27 | 2027-28 | 2028-29 | 2029-30 | 2030-31 | 2031-32 | 2032-33 | 2033-34 | 2034-35 | 2035-36 | 2036-37 | 2037-38 | 2038-39 | 2039-40 | 2040-41 | 2041-42 | 2042-43 | 2043-44 | 2044-45 | 2045-46 | 2046-47 | 2047-48 | 2048-49 | 2049-50
SA1 | Black Coal | 0 | 0 | 0 | 0 | 0 | 0 | 0 | 0 | 0 | 0 | 0 | 0 | 0 | 0 | 0 | 0 | 0 | 0 | 0 | 0 | 0 | 0 | 0 | 0 | 0 | 0 | 0
SA1 | Brown Coal | 0 | 0 | 0 | 0 | 0 | 0 | 0 | 0 | 0 | 0 | 0 | 0 | 0 | 0 | 0 | 0 | 0 | 0 | 0 | 0 | 0 | 0 | 0 | 0 | 0 | 0 | 0
SA1 | CCGT | 7264.7177 | 4804.368 | 7042.9855 | 4479.8255 | 3694.5285 | 5314.483 | 4869.2405 | 6341.856 | 3673.3688 | 4021.4068 | 4413.134 | 5594.953 | 3279.2128 | 3723.5775 | 0 | 0 | 0 | 0 | 0 | 0 | 0 | 0 | 0 | 0 | 0 | 0 | 0
SA1 | Gas - Steam | 203.0017 | 182.099 | 517.7953 | 0 | 0 | 0 | 0 | 0 | 0 | 0 | 0 | 0 | 0 | 0 | 0 | 0 | 0 | 0 | 0 | 0 | 0 | 0 | 0 | 0 | 0 | 0 | 0
SA1 | OCGT / Diesel | 1562.6601 | 1357.7907 | 2574.2925 | 1641.0679 | 1218.5076 | 1838.86 | 1701.8096 | 3280.1278 | 1596.2367 | 1902.1699 | 2656.5695 | 3994.3897 | 2008.5487 | 2210.8301 | 2407.2647 | 2396.7459 | 3316.6603 | 2309.2493 | 1483.7423 | 1759.4938 | 2224.3386 | 398.227 | 325.2124 | 189.1861 | 107.4432 | 180.9591 | 198.4429
SA1 | Hydro | 0 | 0 | 0 | 0 | 0 | 0 | 0 | 0 | 0 | 0 | 0 | 0 | 0 | 0 | 0 | 0 | 0 | 0 | 0 | 0 | 0 | 0 | 0 | 0 | 0 | 0 | 0
SA1 | Hydrogen Turbine | 0 | 0 | 0 | 0 | 0 | 0 | 0 | 0 | 0 | 0 | 0 | 0 | 0 | 0 | 0 | 0 | 0 | 0 | 0 | 0 | 0 | 0 | 0 | 0 | 0 | 0 | 0
SA1 | Wind | 591.2382 | 655.6933 | 603.6604 | 705.6799 | 657.7676 | 750.4822 | 736.6424 | 672.988 | 683.8941 | 639.8583 | 619.6164 | 532.6517 | 550.5543 | 523.6204 | 538.7974 | 523.8838 | 470.816 | 469.9274 | 415.4795 | 456.3974 | 384.9504 | 423.6462 | 378.8867 | 440.4797 | 470.002 | 440.9514 | 464.6083
SA1 | Solar PV | 112.895 | 91.9424 | 89.7813 | 82.0638 | 78.4999 | 73.5284 | 67.2119 | 61.0246 | 56.5616 | 100.8605 | 90.8337 | 145.2492 | 139.1497 | 141.4803 | 186.3449 | 177.9976 | 175.8208 | 265.4151 | 326.9184 | 290.8799 | 413.9185 | 376.2003 | 396.5409 | 325.0111 | 294.5906 | 303.7197 | 277.3565
SA1 | Grid Battery | 16.1471 | 15.5849 | 14.2896 | 13.3331 | 12.6393 | 11.7243 | 10.9664 | 10.0301 | 9.2408 | 147.7794 | 132.4358 | 120.5633 | 162.745 | 159.5129 | 182.779 | 172.0811 | 164.7169 | 231.8464 | 323.1274 | 263.5032 | 375.0184 | 352.4522 | 377.2813 | 282.9641 | 238.8651 | 245.6253 | 201.2604
SA1 | Pumped Hydro | 0 | 0 | 0.00019203 | 0.00027024 | 0.00026494 | 0.00024757 | 0.00024203 | 0.00028912 | 0.00027953 | 0.00026266 | 0.00024884 | 0.00023858 | 0.00027763 | 0.00026297 | 0.00031085 | 0.00029987 | 0.00029345 | 0.00030889 | 0.00033727 | 0.00032866 | 0.00031867 | 0.00037272 | 0.00035972 | 0.00032796 | 0.00031706 | 0.00030219 | 0.00031451
SA1 | VPP | 6.1759 | 8.361 | 10.172 | 11.4312 | 12.9446 | 14.1381 | 16.7052 | 18.5276 | 20.227 | 23.0325 | 25.9914 | 26.7011 | 28.9933 | 31.8865 | 31.2264 | 31.7873 | 31.4453 | 29.9689 | 31.2057 | 29.8901 | 30.5227 | 29.8294 | 31.6623 | 28.0435 | 26.3252 | 27.4084 | 25.0251
Total excluding storage |  | 9756.8358 | 7115.8393 | 10852.9769 | 6933.4017 | 5674.8877 | 8003.2162 | 7402.5762 | 10384.5543 | 6039.5292 | 6835.1075 | 7938.581 | 10414.5082 | 6169.2041 | 6790.908 | 3346.4127 | 3302.4959 | 4159.4597 | 3306.4074 | 2580.4737 | 2800.1646 | 3428.749 | 1580.3555 | 1509.5839 | 1265.6848 | 1137.2264 | 1198.6643 | 1166.6935
Region | Technology | 2023-24 | 2024-25 | 2025-26 | 2026-27 | 2027-28 | 2028-29 | 2029-30 | 2030-31 | 2031-32 | 2032-33 | 2033-34 | 2034-35 | 2035-36 | 2036-37 | 2037-38 | 2038-39 | 2039-40 | 2040-41 | 2041-42 | 2042-43 | 2043-44 | 2044-45 | 2045-46 | 2046-47 | 2047-48 | 2048-49 | 2049-50
TAS1 | Black Coal | 0 | 0 | 0 | 0 | 0 | 0 | 0 | 0 | 0 | 0 | 0 | 0 | 0 | 0 | 0 | 0 | 0 | 0 | 0 | 0 | 0 | 0 | 0 | 0 | 0 | 0 | 0
TAS1 | Brown Coal | 0 | 0 | 0 | 0 | 0 | 0 | 0 | 0 | 0 | 0 | 0 | 0 | 0 | 0 | 0 | 0 | 0 | 0 | 0 | 0 | 0 | 0 | 0 | 0 | 0 | 0 | 0
TAS1 | CCGT | 0 | 0 | 0 | 0 | 0 | 0 | 0 | 0 | 0 | 0 | 0 | 0 | 0 | 0 | 0 | 0 | 0 | 0 | 0 | 0 | 0 | 0 | 0 | 0 | 0 | 0 | 0
TAS1 | Gas - Steam | 0 | 0 | 0 | 0 | 0 | 0 | 0 | 0 | 0 | 0 | 0 | 0 | 0 | 0 | 0 | 0 | 0 | 0 | 0 | 0 | 0 | 0 | 0 | 0 | 0 | 0 | 0
TAS1 | OCGT / Diesel | 0.00091286 | 0.0011427 | 0.0011499 | 1.4559 | 0.0011349 | 0.0011486 | 9.8167 | 31.4141 | 13.3106 | 58.3434 | 24.2813 | 109.5117 | 62.491 | 62.2673 | 76.9916 | 51.9452 | 227.6006 | 37.2571 | 21.3662 | 35.0759 | 37.6817 | 14.2516 | 17.5083 | 16.9935 | 10.9336 | 29.3979 | 22.1613
TAS1 | Hydro | 79386.8775 | 56061.9762 | 53397.3784 | 48779.4885 | 39550.4931 | 40541.5408 | 50301.4683 | 47089.9832 | 41484.1408 | 38674.5227 | 37990.4424 | 36203.9573 | 30807.0888 | 28115.9558 | 28204.0102 | 25674.4104 | 24149.7611 | 21269.556 | 19232.3507 | 20364.5914 | 19828.4144 | 16581.3841 | 16085.8976 | 18266.153 | 15823.0326 | 14908.6657 | 13343.5335
TAS1 | Hydrogen Turbine | 0 | 0 | 0 | 0 | 0 | 0 | 0 | 0 | 0 | 0 | 0 | 0 | 0 | 0 | 0 | 0 | 0 | 0 | 0 | 0 | 0 | 0 | 0 | 0 | 0 | 0 | 0
TAS1 | Wind | 163.5478 | 378.6122 | 383.7574 | 371.0952 | 403.125 | 372.5467 | 476.7619 | 444.9493 | 704.9212 | 664.8783 | 599.9684 | 588.3702 | 566.1301 | 559.4951 | 507.5383 | 468.1907 | 437.3236 | 458.5206 | 422.702 | 383.8027 | 379.8419 | 354.4914 | 346.5577 | 317.9514 | 292.7756 | 271.6021 | 279.0084
TAS1 | Solar PV | 0 | 4.1674e-05 | 3.8971e-05 | 4.2757e-05 | 3.8868e-05 | 3.154e-05 | 3.1537e-05 | 3.9991e-05 | 3.4753e-05 | 4.7594e-05 | 4.7635e-05 | 6.1677e-05 | 5.7749e-05 | 5.4206e-05 | 4.826e-05 | 4.7073e-05 | 5.8097e-05 | 7.9522 | 7.8768 | 8.286 | 7.4201 | 7.3536 | 7.0047 | 5.6558 | 5.9782 | 5.7139 | 5.0967
TAS1 | Grid Battery | 0 | 0.00018191 | 0.00020209 | 0.0002161 | 0.00024632 | 0.00023517 | 0.00027408 | 0.00043331 | 0.00051317 | 0.00059425 | 0.0005808 | 0.00054259 | 0.00057108 | 0.00053435 | 0.00058019 | 0.00055812 | 0.00056089 | 0.00070982 | 0.00068165 | 0.00064928 | 0.00068496 | 0.00084876 | 0.00079468 | 0.00071355 | 0.00073058 | 0.00073968 | 0.0008635
TAS1 | Pumped Hydro | 0 | 0 | 0.0003191 | 0.00032789 | 0.00037125 | 0.00038525 | 0.00057034 | 11.6341 | 14.6009 | 120.999 | 117.9673 | 102.7714 | 121.5305 | 115.6024 | 128.5136 | 117.8916 | 118.0502 | 105.2149 | 97.6319 | 92.1309 | 82.1713 | 83.3599 | 79.6094 | 69.2713 | 65.5966 | 61.0432 | 55.5865
TAS1 | VPP | 0.038499 | 0.33677 | 0.45964 | 0.76256 | 1.2283 | 1.5659 | 2.475 | 3.0405 | 3.9089 | 4.0985 | 4.5506 | 4.428 | 4.8705 | 5.2785 | 5.0901 | 4.9517 | 5.6444 | 5.2809 | 5.5115 | 5.3064 | 4.8449 | 5.1703 | 5.2936 | 4.559 | 4.6106 | 4.8348 | 4.5872
Total excluding storage |  | 79550.4648 | 56440.9265 | 53781.5971 | 49152.8028 | 39954.8482 | 40915.6552 | 50790.5227 | 47581.0217 | 42220.8829 | 39522.8427 | 38737.2107 | 37009.0393 | 31562.1116 | 28858.5996 | 28922.1443 | 26317.3902 | 24938.3806 | 21883.7824 | 19787.4398 | 20889.1938 | 20340.3751 | 17046.0118 | 16541.8721 | 18680.5847 | 16202.928 | 15281.2583 | 13709.9744
Explicitly modelled pumping
Region | Technology | 2023-24 | 2024-25 | 2025-26 | 2026-27 | 2027-28 | 2028-29 | 2029-30 | 2030-31 | 2031-32 | 2032-33 | 2033-34 | 2034-35 | 2035-36 | 2036-37 | 2037-38 | 2038-39 | 2039-40 | 2040-41 | 2041-42 | 2042-43 | 2043-44 | 2044-45 | 2045-46 | 2046-47 | 2047-48 | 2048-49 | 2049-50
NEM | Grid Battery pump | 43.4371 | 40.9554 | 41.0454 | 38.4484 | 35.9398 | 32.708 | 30.7823 | 28.5096 | 26.4408 | 25.4601 | 21.4973 | 18.4244 | 17.7097 | 15.9709 | 13.8688 | 13.1415 | 12.9236 | 11.61 | 7.4954 | 7.0351 | 3.3595 | 3.1107 | 2.984 | 2.5983 | 2.3737 | 2.2933 | 2.0798
NEM | Pumped Hydro Pump | 8460.2909 | 13927.7162 | 12384.7617 | 18981.6834 | 22780.7945 | 25084.9891 | 28709.6903 | 34656.8476 | 35770.5588 | 30192.9913 | 33017.7198 | 29249.6515 | 30564.3927 | 30971.3133 | 25096.1586 | 23421.941 | 20200.4057 | 14986.5306 | 14984.4991 | 15439.6276 | 11329.095 | 10730.0325 | 10857.2285 | 12160.1233 | 9136.3149 | 7828.9419 | 5989.6958
NEM | VPP pump | 22.7077 | 43.1375 | 72.6617 | 100.3726 | 128.6028 | 149.2407 | 188.6876 | 216.3141 | 236.4117 | 262.1781 | 292.4126 | 311.7755 | 344.2467 | 370.6376 | 366.5317 | 377.0666 | 387.5692 | 372.9564 | 383.6567 | 374.2099 | 359.1994 | 365.1331 | 370.9792 | 343.0074 | 335.4084 | 334.7242 | 322.9925
Region | Technology | 2023-24 | 2024-25 | 2025-26 | 2026-27 | 2027-28 | 2028-29 | 2029-30 | 2030-31 | 2031-32 | 2032-33 | 2033-34 | 2034-35 | 2035-36 | 2036-37 | 2037-38 | 2038-39 | 2039-40 | 2040-41 | 2041-42 | 2042-43 | 2043-44 | 2044-45 | 2045-46 | 2046-47 | 2047-48 | 2048-49 | 2049-50
NSW1 | Grid Battery pump | 2.1462 | 2.4787 | 2.7087 | 2.5961 | 2.378 | 2.0824 | 1.9581 | 1.9266 | 1.7861 | 1.7211 | 1.578 | 1.42 | 1.4054 | 0 | 0 | 0 | 0 | 0 | 0 | 0 | 0 | 0 | 0 | 0 | 0 | 0 | 0
NSW1 | Pumped Hydro Pump | 4396.0001 | 7976.1108 | 6896.3772 | 11951.4217 | 15860.6497 | 21558.1937 | 24617.0621 | 29469.6438 | 30992.0392 | 26405.9954 | 29178.0036 | 25869.3368 | 26950.0515 | 27614.2342 | 23513.3823 | 21613.6833 | 18417.5907 | 13524.322 | 13612.3796 | 14087.1871 | 10151.8281 | 9603.0602 | 9961.4355 | 11549.7987 | 8632.3589 | 7260.2642 | 5487.6586
NSW1 | VPP pump | 5.96 | 13.0303 | 22.8527 | 31.8024 | 40.5615 | 47.2961 | 59.9318 | 70.7473 | 78.8423 | 89.7697 | 101.6297 | 108.8324 | 121.9462 | 129.1464 | 129.835 | 133.0005 | 137.2875 | 131.8775 | 134.5891 | 130.3503 | 123.9095 | 127.91 | 127.8222 | 118.4616 | 114.8718 | 116.1677 | 114.837
Region | Technology | 2023-24 | 2024-25 | 2025-26 | 2026-27 | 2027-28 | 2028-29 | 2029-30 | 2030-31 | 2031-32 | 2032-33 | 2033-34 | 2034-35 | 2035-36 | 2036-37 | 2037-38 | 2038-39 | 2039-40 | 2040-41 | 2041-42 | 2042-43 | 2043-44 | 2044-45 | 2045-46 | 2046-47 | 2047-48 | 2048-49 | 2049-50
QLD1 | Grid Battery pump | 5.5705 | 5.2744 | 5.1105 | 4.8798 | 4.6388 | 4.2344 | 3.9505 | 3.8193 | 3.6155 | 3.4632 | 3.231 | 3.0063 | 2.7806 | 2.7016 | 2.3313 | 2.2463 | 2.2282 | 2.1205 | 2.0366 | 1.9969 | 1.8508 | 1.7146 | 1.6605 | 1.5033 | 1.4036 | 1.3029 | 1.2432
QLD1 | Pumped Hydro Pump | 4064.2908 | 5951.6054 | 5488.3845 | 7030.2617 | 6920.1448 | 3526.7954 | 4092.6282 | 5187.2038 | 4778.5196 | 3786.9959 | 3839.7162 | 3380.3147 | 3614.3412 | 3357.0791 | 1582.7762 | 1808.2577 | 1782.815 | 1462.2085 | 1372.1195 | 1352.4405 | 1177.2669 | 1126.9723 | 895.7929 | 610.3246 | 503.9561 | 568.6777 | 502.0372
QLD1 | VPP pump | 5.2688 | 10.6197 | 17.8965 | 26.3928 | 33.8816 | 41.1298 | 53.972 | 64.2391 | 71.0657 | 78.452 | 89.1703 | 96.8243 | 103.7507 | 111.8458 | 109.3602 | 113.8313 | 117.5963 | 117.0821 | 115.8481 | 117.1575 | 114.8839 | 111.2409 | 111.8284 | 107.5752 | 104.3741 | 100.6199 | 99.2
Region | Technology | 2023-24 | 2024-25 | 2025-26 | 2026-27 | 2027-28 | 2028-29 | 2029-30 | 2030-31 | 2031-32 | 2032-33 | 2033-34 | 2034-35 | 2035-36 | 2036-37 | 2037-38 | 2038-39 | 2039-40 | 2040-41 | 2041-42 | 2042-43 | 2043-44 | 2044-45 | 2045-46 | 2046-47 | 2047-48 | 2048-49 | 2049-50
VIC1 | Grid Battery pump | 16.6736 | 14.7513 | 16.3466 | 15.2017 | 13.9338 | 12.5619 | 11.8682 | 10.9308 | 10.1192 | 9.7657 | 6.8115 | 6.1491 | 6.016 | 5.8033 | 4.8479 | 4.5447 | 4.7627 | 4.0266 | 0 | 0 | 0 | 0 | 0 | 0 | 0 | 0 | 0
VIC1 | Pumped Hydro Pump | 0 | 0 | 0 | 0 | 0 | 0 | 0 | 0 | 0 | 0 | 0 | 0 | 0 | 0 | 0 | 0 | 0 | 0 | 0 | 0 | 0 | 0 | 0 | 0 | 0 | 0 | 0
VIC1 | VPP pump | 4.1872 | 9.2393 | 19.4187 | 27.8313 | 37.4391 | 42.384 | 52.1546 | 56.0081 | 58.1134 | 61.9713 | 65.731 | 69.5027 | 78.7098 | 85.8948 | 84.632 | 86.898 | 89.1495 | 82.3981 | 90.1508 | 85.2241 | 78.8179 | 84.7981 | 87.7907 | 78.7199 | 79.6379 | 80.1272 | 74.1148
Region | Technology | 2023-24 | 2024-25 | 2025-26 | 2026-27 | 2027-28 | 2028-29 | 2029-30 | 2030-31 | 2031-32 | 2032-33 | 2033-34 | 2034-35 | 2035-36 | 2036-37 | 2037-38 | 2038-39 | 2039-40 | 2040-41 | 2041-42 | 2042-43 | 2043-44 | 2044-45 | 2045-46 | 2046-47 | 2047-48 | 2048-49 | 2049-50
SA1 | Grid Battery pump | 19.0469 | 18.451 | 16.8797 | 15.7707 | 14.9892 | 13.8294 | 13.0055 | 11.8329 | 10.9199 | 10.5101 | 9.8768 | 7.849 | 7.5078 | 7.466 | 6.6897 | 6.3504 | 5.9327 | 5.4629 | 5.4588 | 5.0382 | 1.5087 | 1.3961 | 1.3234 | 1.095 | 0.97006 | 0.99032 | 0.83658
SA1 | Pumped Hydro Pump | 0 | 0 | 0 | 0 | 0 | 0 | 0 | 0 | 0 | 0 | 0 | 0 | 0 | 0 | 0 | 0 | 0 | 0 | 0 | 0 | 0 | 0 | 0 | 0 | 0 | 0 | 0
SA1 | VPP pump | 7.2477 | 9.8507 | 11.9541 | 13.4492 | 15.2684 | 16.5953 | 19.7059 | 21.7537 | 23.7913 | 27.1598 | 30.5271 | 31.4072 | 34.1121 | 37.5161 | 36.7395 | 37.5092 | 36.8963 | 35.3595 | 36.6068 | 35.2351 | 35.8886 | 35.1015 | 37.285 | 32.912 | 31.0749 | 32.1458 | 29.4435
Region | Technology | 2023-24 | 2024-25 | 2025-26 | 2026-27 | 2027-28 | 2028-29 | 2029-30 | 2030-31 | 2031-32 | 2032-33 | 2033-34 | 2034-35 | 2035-36 | 2036-37 | 2037-38 | 2038-39 | 2039-40 | 2040-41 | 2041-42 | 2042-43 | 2043-44 | 2044-45 | 2045-46 | 2046-47 | 2047-48 | 2048-49 | 2049-50
TAS1 | Grid Battery pump | 0 | 0 | 0 | 0 | 0 | 0 | 0 | 0 | 0 | 0 | 0 | 0 | 0 | 0 | 0 | 0 | 0 | 0 | 0 | 0 | 0 | 0 | 0 | 0 | 0 | 0 | 0
TAS1 | Pumped Hydro Pump | 0 | 0 | 0 | 0 | 0 | 0 | 0 | 0 | 0 | 0 | 0 | 0 | 0 | 0 | 0 | 0 | 0 | 0 | 0 | 0 | 0 | 0 | 0 | 0 | 0 | 0 | 0
TAS1 | VPP pump | 0.043958 | 0.39761 | 0.53976 | 0.89692 | 1.4521 | 1.8354 | 2.9233 | 3.566 | 4.599 | 4.8253 | 5.3545 | 5.2089 | 5.728 | 6.2345 | 5.9649 | 5.8276 | 6.6396 | 6.2391 | 6.4617 | 6.2429 | 5.6995 | 6.0827 | 6.2531 | 5.3387 | 5.4496 | 5.6636 | 5.3972

## Option 3A_FOM Cost
FOM cost by technology ($000s) - Option 3A, Step Change Scenario
FOM | Real June 2021 dollars discounted to 1 July 2021. For new entrant capacity, the FOM is incurred annually in modelling. For existing capacity, FOM is considered to be a sunk cost, since the fixed retirement dates are assumed to be the same in the Base Case and the option case.
Explicitly modelled generation
Region | Technology | 2023-24 | 2024-25 | 2025-26 | 2026-27 | 2027-28 | 2028-29 | 2029-30 | 2030-31 | 2031-32 | 2032-33 | 2033-34 | 2034-35 | 2035-36 | 2036-37 | 2037-38 | 2038-39 | 2039-40 | 2040-41 | 2041-42 | 2042-43 | 2043-44 | 2044-45 | 2045-46 | 2046-47 | 2047-48 | 2048-49 | 2049-50
NEM | Black Coal | 0 | 0 | 0 | 0 | 0 | 0 | 0 | 0 | 0 | 0 | 0 | 0 | 0 | 0 | 0 | 0 | 0 | 0 | 0 | 0 | 0 | 0 | 0 | 0 | 0 | 0 | 0
NEM | Brown Coal | 0 | 0 | 0 | 0 | 0 | 0 | 0 | 0 | 0 | 0 | 0 | 0 | 0 | 0 | 0 | 0 | 0 | 0 | 0 | 0 | 0 | 0 | 0 | 0 | 0 | 0 | 0
NEM | CCGT | 0 | 0 | 0 | 0 | 0 | 0 | 0 | 0 | 0 | 0 | 0 | 0 | 0 | 0 | 0 | 0 | 0 | 0 | 0 | 0 | 0 | 0 | 0 | 0 | 0 | 0 | 0
NEM | Gas - Steam | 0 | 0 | 0 | 0 | 0 | 0 | 0 | 0 | 0 | 0 | 0 | 0 | 0 | 0 | 0 | 0 | 0 | 0 | 0 | 0 | 0 | 0 | 0 | 0 | 0 | 0 | 0
NEM | OCGT / Diesel | 0 | 0.014196 | 0.013458 | 0.013169 | 0.012575 | 950.5108 | 900.9582 | 853.9894 | 811.6269 | 767.1569 | 727.163 | 689.2543 | 3600.2354 | 3402.972 | 10215.5806 | 9683.0148 | 9202.684 | 8698.4522 | 8244.9784 | 7815.1454 | 10652.7159 | 16320.1489 | 15469.3355 | 19667.1369 | 18691.5385 | 23256.7485 | 22044.3115
NEM | Hydro | 0 | 0 | 0 | 0 | 0 | 0 | 0 | 0 | 0 | 0 | 0 | 0 | 0 | 0 | 0 | 0 | 0 | 0 | 0 | 0 | 0 | 0 | 0 | 0 | 0 | 0 | 0
NEM | Hydrogen Turbine | 0 | 0 | 0 | 0 | 0 | 0 | 0 | 0 | 0 | 0 | 0 | 0 | 0 | 0 | 0 | 0 | 0 | 0 | 0 | 0 | 0 | 0 | 0 | 0 | 0 | 0 | 0
NEM | Wind | 0 | 117581.7266 | 112530.7672 | 148296.1482 | 226573.5727 | 300420.7291 | 311555.6151 | 345167.8952 | 345040.3775 | 368299.3696 | 398989.7191 | 381340.5814 | 381050.6454 | 370103.3131 | 402148.4516 | 384994.6327 | 369118.1945 | 354853.1636 | 341494.2613 | 352387.9926 | 354884.9115 | 337622.5592 | 326139.6128 | 363890.9673 | 367753.0993 | 360668.7082 | 347853.9286
NEM | Solar PV | 0 | 0.08561 | 12586.3193 | 11930.1777 | 11346.0378 | 19139.524 | 30414.8722 | 52272.183 | 53304.7852 | 80395.3071 | 92181.136 | 106162.5289 | 100896.2823 | 98331.297 | 133239.6358 | 134870.4364 | 200651.3266 | 234449.17 | 251490.2682 | 294307.9952 | 310990.261 | 299302.9584 | 285314.0179 | 297853.3176 | 288951.5191 | 292490.5697 | 302272.2455
NEM | Grid Battery | 0 | 0.081513 | 9107.1553 | 8632.4345 | 20346.2004 | 41891.8905 | 41005.6322 | 45652.2963 | 43879.4298 | 76938.108 | 75625.7383 | 71683.1647 | 75312.4501 | 71185.9444 | 70540.7144 | 66863.2378 | 96467.0553 | 103251.7755 | 134650.7443 | 151884.4479 | 155252.3649 | 158285.8557 | 150167.4157 | 142338.7946 | 135278.009 | 146098.1166 | 139643.3475
NEM | Pumped Hydro | 0 | 0 | 6082.2062 | 5765.1388 | 5735.9691 | 7208.0034 | 6832.2387 | 7010.4557 | 6662.6995 | 11021.1829 | 10446.6197 | 11850.4052 | 12245.6188 | 11574.6593 | 23474.4509 | 22250.6646 | 23757.5888 | 22455.8679 | 21285.1861 | 20175.533 | 19174.7167 | 18580.9816 | 17612.3054 | 20155.5903 | 19155.7621 | 18106.1843 | 17162.2613
NEM | VPP | 0 | 0 | 0 | 0 | 0 | 0 | 0 | 0 | 0 | 0 | 0 | 0 | 0 | 0 | 0 | 0 | 0 | 0 | 0 | 0 | 0 | 0 | 0 | 0 | 0 | 0 | 0
Total excluding storage |  | 0 | 117581.908 | 140306.4613 | 174623.9125 | 264001.7926 | 369610.6579 | 390709.3164 | 450956.8196 | 449698.9189 | 537421.1245 | 577970.3762 | 571725.9346 | 573105.2321 | 554598.186 | 639618.8333 | 618661.9863 | 699196.8493 | 723708.4292 | 757165.4383 | 826571.1141 | 850954.97 | 830112.5038 | 794702.6872 | 843905.8068 | 829829.9281 | 840620.3273 | 828976.0944
Region | Technology | 2023-24 | 2024-25 | 2025-26 | 2026-27 | 2027-28 | 2028-29 | 2029-30 | 2030-31 | 2031-32 | 2032-33 | 2033-34 | 2034-35 | 2035-36 | 2036-37 | 2037-38 | 2038-39 | 2039-40 | 2040-41 | 2041-42 | 2042-43 | 2043-44 | 2044-45 | 2045-46 | 2046-47 | 2047-48 | 2048-49 | 2049-50
NSW1 | Black Coal | 0 | 0 | 0 | 0 | 0 | 0 | 0 | 0 | 0 | 0 | 0 | 0 | 0 | 0 | 0 | 0 | 0 | 0 | 0 | 0 | 0 | 0 | 0 | 0 | 0 | 0 | 0
NSW1 | Brown Coal | 0 | 0 | 0 | 0 | 0 | 0 | 0 | 0 | 0 | 0 | 0 | 0 | 0 | 0 | 0 | 0 | 0 | 0 | 0 | 0 | 0 | 0 | 0 | 0 | 0 | 0 | 0
NSW1 | CCGT | 0 | 0 | 0 | 0 | 0 | 0 | 0 | 0 | 0 | 0 | 0 | 0 | 0 | 0 | 0 | 0 | 0 | 0 | 0 | 0 | 0 | 0 | 0 | 0 | 0 | 0 | 0
NSW1 | Gas - Steam | 0 | 0 | 0 | 0 | 0 | 0 | 0 | 0 | 0 | 0 | 0 | 0 | 0 | 0 | 0 | 0 | 0 | 0 | 0 | 0 | 0 | 0 | 0 | 0 | 0 | 0 | 0
NSW1 | OCGT / Diesel | 0 | 0.0063973 | 0.0060637 | 0.0057476 | 0.0054648 | 0.0051708 | 0.0049082 | 0.0046584 | 0.0044307 | 0.0041925 | 0.0039835 | 0.0037862 | 0.0036008 | 0.0034125 | 3647.9127 | 3457.7371 | 3286.2143 | 3106.1566 | 2944.2243 | 2790.7339 | 2652.2984 | 3446.7636 | 3267.0745 | 3858.8993 | 3667.4766 | 3466.5314 | 3285.8118
NSW1 | Hydro | 0 | 0 | 0 | 0 | 0 | 0 | 0 | 0 | 0 | 0 | 0 | 0 | 0 | 0 | 0 | 0 | 0 | 0 | 0 | 0 | 0 | 0 | 0 | 0 | 0 | 0 | 0
NSW1 | Hydrogen Turbine | 0 | 0 | 0 | 0 | 0 | 0 | 0 | 0 | 0 | 0 | 0 | 0 | 0 | 0 | 0 | 0 | 0 | 0 | 0 | 0 | 0 | 0 | 0 | 0 | 0 | 0 | 0
NSW1 | Wind | 0 | 53860.1941 | 52131.2097 | 67155.7855 | 121942.4227 | 128470.4897 | 125933.4166 | 120125.4955 | 114166.609 | 124855.0715 | 128371.4528 | 124583.6649 | 137030.2086 | 137665.5821 | 134391.0175 | 127384.853 | 121177.6501 | 116676.7298 | 113115.0459 | 118551.2492 | 127284.5524 | 120310.4007 | 114367.9671 | 117400.6389 | 123230.0661 | 116478.0713 | 110405.7774
NSW1 | Solar PV | 0 | 0.034705 | 12586.2579 | 11930.1036 | 11345.9643 | 17512.9156 | 28549.3517 | 42985.7933 | 40853.4612 | 43647.6004 | 49006.1221 | 46451.339 | 44147.0966 | 43610.8081 | 56479.1073 | 58267.6047 | 78619.2699 | 89553.5511 | 86839.6218 | 89755.2249 | 88628.8581 | 83772.7208 | 79405.4227 | 85981.702 | 85004.6795 | 86091.3152 | 90055.3903
NSW1 | Grid Battery | 0 | 0.051491 | 9107.1223 | 8632.3481 | 20346.1129 | 26091.892 | 26029.3277 | 24672.3635 | 23448.4796 | 32755.3339 | 31047.7108 | 29429.1099 | 27969.2749 | 26436.7878 | 25058.5672 | 23752.197 | 38315.47 | 36216.1058 | 42087.9953 | 41236.4986 | 40187.723 | 42396.2719 | 40319.4687 | 38217.5156 | 36321.7169 | 42710.9244 | 40484.3168
NSW1 | Pumped Hydro | 0 | 0 | 6082.1781 | 5765.098 | 5735.9276 | 5421.6476 | 5139.0026 | 4871.0928 | 4629.4598 | 4375.8034 | 4147.6811 | 3931.4514 | 3736.4307 | 3531.705 | 3347.6025 | 3173.083 | 3015.6807 | 2850.4462 | 2701.845 | 2560.9908 | 2433.9526 | 2300.6074 | 2180.6706 | 2066.9941 | 1964.4598 | 1856.8235 | 1760.0223
NSW1 | VPP | 0 | 0 | 0 | 0 | 0 | 0 | 0 | 0 | 0 | 0 | 0 | 0 | 0 | 0 | 0 | 0 | 0 | 0 | 0 | 0 | 0 | 0 | 0 | 0 | 0 | 0 | 0
Total excluding storage |  | 0 | 53860.2867 | 79906.7741 | 93483.341 | 159370.4329 | 177496.9501 | 185651.1035 | 192654.7498 | 183098.0141 | 205633.8134 | 212572.9708 | 204395.569 | 212883.0145 | 211244.8864 | 222924.2072 | 216035.4749 | 244414.2851 | 248402.9895 | 247688.7323 | 254894.6975 | 261187.3844 | 252226.7645 | 239540.6036 | 247525.7498 | 250188.3989 | 250603.6659 | 245991.3186
Region | Technology | 2023-24 | 2024-25 | 2025-26 | 2026-27 | 2027-28 | 2028-29 | 2029-30 | 2030-31 | 2031-32 | 2032-33 | 2033-34 | 2034-35 | 2035-36 | 2036-37 | 2037-38 | 2038-39 | 2039-40 | 2040-41 | 2041-42 | 2042-43 | 2043-44 | 2044-45 | 2045-46 | 2046-47 | 2047-48 | 2048-49 | 2049-50
QLD1 | Black Coal | 0 | 0 | 0 | 0 | 0 | 0 | 0 | 0 | 0 | 0 | 0 | 0 | 0 | 0 | 0 | 0 | 0 | 0 | 0 | 0 | 0 | 0 | 0 | 0 | 0 | 0 | 0
QLD1 | Brown Coal | 0 | 0 | 0 | 0 | 0 | 0 | 0 | 0 | 0 | 0 | 0 | 0 | 0 | 0 | 0 | 0 | 0 | 0 | 0 | 0 | 0 | 0 | 0 | 0 | 0 | 0 | 0
QLD1 | CCGT | 0 | 0 | 0 | 0 | 0 | 0 | 0 | 0 | 0 | 0 | 0 | 0 | 0 | 0 | 0 | 0 | 0 | 0 | 0 | 0 | 0 | 0 | 0 | 0 | 0 | 0 | 0
QLD1 | Gas - Steam | 0 | 0 | 0 | 0 | 0 | 0 | 0 | 0 | 0 | 0 | 0 | 0 | 0 | 0 | 0 | 0 | 0 | 0 | 0 | 0 | 0 | 0 | 0 | 0 | 0 | 0 | 0
QLD1 | OCGT / Diesel | 0 | 0.0015812 | 0.0014998 | 0.0015214 | 0.0014562 | 950.5002 | 900.9481 | 853.9792 | 811.6172 | 767.1472 | 727.1537 | 689.2453 | 655.0549 | 619.1633 | 3554.5719 | 3369.2625 | 3202.1286 | 3026.6781 | 2868.8892 | 2719.3263 | 2584.4327 | 2442.8269 | 2315.4757 | 6436.8773 | 6117.5727 | 11371.7306 | 10778.8916
QLD1 | Hydro | 0 | 0 | 0 | 0 | 0 | 0 | 0 | 0 | 0 | 0 | 0 | 0 | 0 | 0 | 0 | 0 | 0 | 0 | 0 | 0 | 0 | 0 | 0 | 0 | 0 | 0 | 0
QLD1 | Hydrogen Turbine | 0 | 0 | 0 | 0 | 0 | 0 | 0 | 0 | 0 | 0 | 0 | 0 | 0 | 0 | 0 | 0 | 0 | 0 | 0 | 0 | 0 | 0 | 0 | 0 | 0 | 0 | 0
QLD1 | Wind | 0 | 23411.5571 | 22191.0496 | 30840.5909 | 50013.0216 | 98575.2836 | 94289.599 | 113720.679 | 108435.0847 | 120054.965 | 130015.0506 | 123483.7245 | 117358.2512 | 110927.9805 | 126884.6599 | 120269.8198 | 114303.7739 | 110469.7935 | 107330.267 | 110050.4161 | 109862.1348 | 103842.5875 | 98428.9935 | 119980.0557 | 118806.1105 | 121349.7992 | 116059.9468
QLD1 | Solar PV | 0 | 0.01408 | 0.019654 | 0.019538 | 0.018829 | 1626.556 | 1865.4684 | 9286.3149 | 12451.2493 | 22052.7743 | 29246.168 | 35759.8735 | 33985.9866 | 32123.8325 | 45625.5347 | 47090.9877 | 90452.866 | 101241.0467 | 99019.234 | 135984.7685 | 129251.7725 | 122169.8314 | 117415.3188 | 125599.8681 | 121530.2262 | 122476.5971 | 128706.7705
QLD1 | Grid Battery | 0 | 0.0068219 | 0.0075554 | 0.011279 | 0.013959 | 15799.9289 | 14976.236 | 18197.7739 | 17786.797 | 30932.0505 | 32018.0995 | 30348.9096 | 28843.4366 | 27263.0521 | 25841.7556 | 24494.5554 | 39123.3113 | 36979.6736 | 47844.9771 | 68261.4333 | 64875.2902 | 61320.6545 | 58123.8432 | 55093.6905 | 52360.7399 | 59344.6921 | 56250.8931
QLD1 | Pumped Hydro | 0 | 0 | 0.0063609 | 0.0093944 | 0.0092427 | 1786.3238 | 1693.198 | 1604.9271 | 1525.3139 | 1441.7392 | 1366.5778 | 3243.7301 | 3082.8233 | 2913.9098 | 14649.1968 | 13885.4946 | 15807.3767 | 14941.2616 | 14162.3333 | 13424.0127 | 12758.1077 | 12059.0677 | 11430.3959 | 14295.9527 | 13586.7946 | 12842.3495 | 12172.8431
QLD1 | VPP | 0 | 0 | 0 | 0 | 0 | 0 | 0 | 0 | 0 | 0 | 0 | 0 | 0 | 0 | 0 | 0 | 0 | 0 | 0 | 0 | 0 | 0 | 0 | 0 | 0 | 0 | 0
Total excluding storage |  | 0 | 23411.5796 | 22191.0847 | 30840.6326 | 50013.065 | 118738.5926 | 113725.4495 | 143663.6741 | 141010.062 | 175248.6762 | 193373.0496 | 193525.4829 | 183925.5528 | 173847.9382 | 216555.7188 | 209110.12 | 262889.4565 | 266658.4535 | 271225.7005 | 330439.9569 | 319331.7379 | 301834.9679 | 287714.0271 | 321406.4442 | 312401.4438 | 327385.1685 | 323969.345
Region | Technology | 2023-24 | 2024-25 | 2025-26 | 2026-27 | 2027-28 | 2028-29 | 2029-30 | 2030-31 | 2031-32 | 2032-33 | 2033-34 | 2034-35 | 2035-36 | 2036-37 | 2037-38 | 2038-39 | 2039-40 | 2040-41 | 2041-42 | 2042-43 | 2043-44 | 2044-45 | 2045-46 | 2046-47 | 2047-48 | 2048-49 | 2049-50
VIC1 | Black Coal | 0 | 0 | 0 | 0 | 0 | 0 | 0 | 0 | 0 | 0 | 0 | 0 | 0 | 0 | 0 | 0 | 0 | 0 | 0 | 0 | 0 | 0 | 0 | 0 | 0 | 0 | 0
VIC1 | Brown Coal | 0 | 0 | 0 | 0 | 0 | 0 | 0 | 0 | 0 | 0 | 0 | 0 | 0 | 0 | 0 | 0 | 0 | 0 | 0 | 0 | 0 | 0 | 0 | 0 | 0 | 0 | 0
VIC1 | CCGT | 0 | 0 | 0 | 0 | 0 | 0 | 0 | 0 | 0 | 0 | 0 | 0 | 0 | 0 | 0 | 0 | 0 | 0 | 0 | 0 | 0 | 0 | 0 | 0 | 0 | 0 | 0
VIC1 | Gas - Steam | 0 | 0 | 0 | 0 | 0 | 0 | 0 | 0 | 0 | 0 | 0 | 0 | 0 | 0 | 0 | 0 | 0 | 0 | 0 | 0 | 0 | 0 | 0 | 0 | 0 | 0 | 0
VIC1 | OCGT / Diesel | 0 | 0.0031515 | 0.0029872 | 0.0028396 | 0.0027014 | 0.0025628 | 0.0024356 | 0.0023158 | 0.0022034 | 0.0021306 | 0.0020262 | 0.0019939 | 2945.1677 | 2783.7966 | 3013.0838 | 2856.0036 | 2714.3301 | 2565.607 | 2431.855 | 2305.0758 | 5244.2109 | 10268.1936 | 9732.8849 | 9225.4834 | 8767.8485 | 8287.4421 | 7855.3954
VIC1 | Hydro | 0 | 0 | 0 | 0 | 0 | 0 | 0 | 0 | 0 | 0 | 0 | 0 | 0 | 0 | 0 | 0 | 0 | 0 | 0 | 0 | 0 | 0 | 0 | 0 | 0 | 0 | 0
VIC1 | Hydrogen Turbine | 0 | 0 | 0 | 0 | 0 | 0 | 0 | 0 | 0 | 0 | 0 | 0 | 0 | 0 | 0 | 0 | 0 | 0 | 0 | 0 | 0 | 0 | 0 | 0 | 0 | 0 | 0
VIC1 | Wind | 0 | 18676.3779 | 17702.7281 | 24627.5582 | 28316.3322 | 34296.1767 | 43261.7076 | 63700.1185 | 60540.2429 | 62302.1305 | 81339.4872 | 77099.041 | 73274.5037 | 69259.6613 | 84079.8888 | 82258.6154 | 78178.1634 | 74109.0078 | 70245.5052 | 70640.4915 | 67136.3358 | 63457.8133 | 65938.1416 | 71199.0743 | 68193.1088 | 66965.0263 | 64664.0335
VIC1 | Solar PV | 0 | 0.012281 | 0.011936 | 0.024742 | 0.026309 | 0.025041 | 0.025231 | 0.033248 | 0.035128 | 11106.8199 | 10527.7914 | 14852.0882 | 14115.3428 | 14422.6317 | 15155.447 | 14365.3537 | 15710.1286 | 14849.3423 | 32402.5245 | 34812.2629 | 42480.6538 | 45505.4823 | 43133.1589 | 41500.9598 | 39660.6598 | 41690.5791 | 42771.3869
VIC1 | Grid Battery | 0 | 0.010423 | 0.0099815 | 0.048767 | 0.046563 | 0.044023 | 0.041878 | 2782.0198 | 2644.0165 | 4803.1584 | 4552.7569 | 4315.4095 | 8014.9388 | 7575.7858 | 7180.8417 | 6806.4853 | 7804.1135 | 12616.9301 | 22835.143 | 21644.6859 | 22529.7479 | 26226.7766 | 24859.504 | 23563.5123 | 22394.6326 | 21167.5902 | 21225.7402
VIC1 | Pumped Hydro | 0 | 0 | 0.0058161 | 0.012883 | 0.012312 | 0.011694 | 0.01116 | 0.016513 | 0.015706 | 0.014889 | 0.014157 | 0.013466 | 0.016507 | 0.015727 | 0.032447 | 0.030795 | 0.029701 | 0.028225 | 0.028791 | 0.027376 | 0.026111 | 338.9063 | 321.2386 | 304.4916 | 289.3872 | 273.5322 | 259.2723
VIC1 | VPP | 0 | 0 | 0 | 0 | 0 | 0 | 0 | 0 | 0 | 0 | 0 | 0 | 0 | 0 | 0 | 0 | 0 | 0 | 0 | 0 | 0 | 0 | 0 | 0 | 0 | 0 | 0
Total excluding storage |  | 0 | 18676.4037 | 17702.7588 | 24627.6474 | 28316.4201 | 34296.26 | 43261.7883 | 66482.1904 | 63184.3124 | 78212.1257 | 96420.0517 | 96266.5542 | 98349.9695 | 94041.8912 | 109429.2937 | 106286.4887 | 104406.7653 | 104140.9154 | 127915.0564 | 129402.5435 | 137390.9745 | 145797.1722 | 143984.928 | 145793.5215 | 139305.637 | 138384.1699 | 136775.8282
Region | Technology | 2023-24 | 2024-25 | 2025-26 | 2026-27 | 2027-28 | 2028-29 | 2029-30 | 2030-31 | 2031-32 | 2032-33 | 2033-34 | 2034-35 | 2035-36 | 2036-37 | 2037-38 | 2038-39 | 2039-40 | 2040-41 | 2041-42 | 2042-43 | 2043-44 | 2044-45 | 2045-46 | 2046-47 | 2047-48 | 2048-49 | 2049-50
SA1 | Black Coal | 0 | 0 | 0 | 0 | 0 | 0 | 0 | 0 | 0 | 0 | 0 | 0 | 0 | 0 | 0 | 0 | 0 | 0 | 0 | 0 | 0 | 0 | 0 | 0 | 0 | 0 | 0
SA1 | Brown Coal | 0 | 0 | 0 | 0 | 0 | 0 | 0 | 0 | 0 | 0 | 0 | 0 | 0 | 0 | 0 | 0 | 0 | 0 | 0 | 0 | 0 | 0 | 0 | 0 | 0 | 0 | 0
SA1 | CCGT | 0 | 0 | 0 | 0 | 0 | 0 | 0 | 0 | 0 | 0 | 0 | 0 | 0 | 0 | 0 | 0 | 0 | 0 | 0 | 0 | 0 | 0 | 0 | 0 | 0 | 0 | 0
SA1 | Gas - Steam | 0 | 0 | 0 | 0 | 0 | 0 | 0 | 0 | 0 | 0 | 0 | 0 | 0 | 0 | 0 | 0 | 0 | 0 | 0 | 0 | 0 | 0 | 0 | 0 | 0 | 0 | 0
SA1 | OCGT / Diesel | 0 | 0.0016026 | 0.00152 | 0.0017392 | 0.0016576 | 0.0015746 | 0.0014998 | 0.0016743 | 0.0015992 | 0.001778 | 0.0016952 | 0.0017059 | 0.0055608 | 0.0052613 | 0.0084508 | 0.0080132 | 0.0076288 | 0.0072162 | 0.0068432 | 0.0064926 | 171.771 | 162.3594 | 153.8951 | 145.8722 | 138.6361 | 131.04 | 124.2085
SA1 | Hydro | 0 | 0 | 0 | 0 | 0 | 0 | 0 | 0 | 0 | 0 | 0 | 0 | 0 | 0 | 0 | 0 | 0 | 0 | 0 | 0 | 0 | 0 | 0 | 0 | 0 | 0 | 0
SA1 | Hydrogen Turbine | 0 | 0 | 0 | 0 | 0 | 0 | 0 | 0 | 0 | 0 | 0 | 0 | 0 | 0 | 0 | 0 | 0 | 0 | 0 | 0 | 0 | 0 | 0 | 0 | 0 | 0 | 0
SA1 | Wind | 0 | 9089.5717 | 8615.7078 | 14097.9626 | 13398.6283 | 25812.1942 | 28111.9845 | 28603.9281 | 27185.0162 | 28263.5435 | 28151.2549 | 26683.6544 | 25360.0763 | 25758.1671 | 31682.0584 | 31279.6122 | 32734.3308 | 31524.1794 | 29880.7389 | 33313.8883 | 31753.7149 | 32196.3098 | 30517.8299 | 39304.8654 | 42311.4832 | 41496.9917 | 43094.9579
SA1 | Solar PV | 0 | 0.019456 | 0.024952 | 0.02471 | 0.023541 | 0.022743 | 0.022299 | 0.036085 | 0.034324 | 3588.1059 | 3401.0483 | 9099.2203 | 8647.8489 | 8174.0176 | 15979.5394 | 15146.4832 | 15869.0534 | 27822.8194 | 32297.6931 | 32873.0896 | 49790.1112 | 47062.02 | 44608.5498 | 44058.4009 | 42078.9052 | 41592.1235 | 40132.1055
SA1 | Grid Battery | 0 | 0.0073791 | 0.0090275 | 0.019359 | 0.018657 | 0.017652 | 0.016997 | 0.12123 | 0.11599 | 8447.5375 | 8007.1447 | 7589.7107 | 10484.7758 | 9910.296 | 12459.5248 | 11809.9763 | 11224.1378 | 17439.0443 | 21882.6081 | 20741.8103 | 27659.5831 | 28342.1246 | 26864.5731 | 25464.0506 | 24200.8937 | 22874.8829 | 21682.3667
SA1 | Pumped Hydro | 0 | 0 | 0.0048898 | 0.0068957 | 0.0066442 | 0.0063367 | 0.0061292 | 0.0073407 | 0.0069915 | 0.0067882 | 0.0065164 | 0.0062497 | 0.006939 | 0.006617 | 0.0079433 | 0.0075603 | 0.0072704 | 0.0073893 | 0.0077574 | 0.0078971 | 0.0077242 | 0.0086577 | 0.0082409 | 0.0078287 | 0.0074617 | 0.0070901 | 0.0072467
SA1 | VPP | 0 | 0 | 0 | 0 | 0 | 0 | 0 | 0 | 0 | 0 | 0 | 0 | 0 | 0 | 0 | 0 | 0 | 0 | 0 | 0 | 0 | 0 | 0 | 0 | 0 | 0 | 0
Total excluding storage |  | 0 | 9089.6001 | 8615.7481 | 14098.0153 | 13398.6788 | 25812.2425 | 28112.0314 | 28604.0945 | 27185.1751 | 40299.1956 | 39559.4561 | 43372.5934 | 44492.7135 | 43842.4926 | 60121.139 | 58236.0873 | 59827.5369 | 76786.0577 | 84061.0547 | 86928.8025 | 109375.1879 | 107762.8224 | 102144.8562 | 108973.1969 | 108729.9257 | 106095.0453 | 105033.6459
Region | Technology | 2023-24 | 2024-25 | 2025-26 | 2026-27 | 2027-28 | 2028-29 | 2029-30 | 2030-31 | 2031-32 | 2032-33 | 2033-34 | 2034-35 | 2035-36 | 2036-37 | 2037-38 | 2038-39 | 2039-40 | 2040-41 | 2041-42 | 2042-43 | 2043-44 | 2044-45 | 2045-46 | 2046-47 | 2047-48 | 2048-49 | 2049-50
TAS1 | Black Coal | 0 | 0 | 0 | 0 | 0 | 0 | 0 | 0 | 0 | 0 | 0 | 0 | 0 | 0 | 0 | 0 | 0 | 0 | 0 | 0 | 0 | 0 | 0 | 0 | 0 | 0 | 0
TAS1 | Brown Coal | 0 | 0 | 0 | 0 | 0 | 0 | 0 | 0 | 0 | 0 | 0 | 0 | 0 | 0 | 0 | 0 | 0 | 0 | 0 | 0 | 0 | 0 | 0 | 0 | 0 | 0 | 0
TAS1 | CCGT | 0 | 0 | 0 | 0 | 0 | 0 | 0 | 0 | 0 | 0 | 0 | 0 | 0 | 0 | 0 | 0 | 0 | 0 | 0 | 0 | 0 | 0 | 0 | 0 | 0 | 0 | 0
TAS1 | Gas - Steam | 0 | 0 | 0 | 0 | 0 | 0 | 0 | 0 | 0 | 0 | 0 | 0 | 0 | 0 | 0 | 0 | 0 | 0 | 0 | 0 | 0 | 0 | 0 | 0 | 0 | 0 | 0
TAS1 | OCGT / Diesel | 0 | 0.0014635 | 0.0013872 | 0.0013209 | 0.001295 | 0.0012903 | 0.0013078 | 0.00154 | 0.001473 | 0.0016509 | 0.0015733 | 0.0015013 | 0.0036721 | 0.0034764 | 0.0037979 | 0.0036046 | 0.0034329 | 0.0032487 | 0.0030943 | 0.0029413 | 0.0028668 | 0.005449 | 0.0051692 | 0.0049044 | 0.0046663 | 0.0044157 | 0.0041904
TAS1 | Hydro | 0 | 0 | 0 | 0 | 0 | 0 | 0 | 0 | 0 | 0 | 0 | 0 | 0 | 0 | 0 | 0 | 0 | 0 | 0 | 0 | 0 | 0 | 0 | 0 | 0 | 0 | 0
TAS1 | Hydrogen Turbine | 0 | 0 | 0 | 0 | 0 | 0 | 0 | 0 | 0 | 0 | 0 | 0 | 0 | 0 | 0 | 0 | 0 | 0 | 0 | 0 | 0 | 0 | 0 | 0 | 0 | 0 | 0
TAS1 | Wind | 0 | 12544.0259 | 11890.072 | 11574.2511 | 12903.168 | 13266.5849 | 19958.9075 | 19017.6741 | 34713.4246 | 32823.6591 | 31112.4736 | 29490.4966 | 28027.6055 | 26491.922 | 25110.8271 | 23801.7323 | 22724.2763 | 22073.4531 | 20922.7044 | 19831.9475 | 18848.1736 | 17815.4478 | 16886.6807 | 16006.3329 | 15212.3308 | 14378.8196 | 13629.2131
TAS1 | Solar PV | 0 | 0.0050876 | 0.0048318 | 0.0050947 | 0.0048718 | 0.0046343 | 0.0045797 | 0.0054887 | 0.0052431 | 0.0065991 | 0.006275 | 0.0078209 | 0.007445 | 0.0070869 | 0.0074216 | 0.0071194 | 0.0087125 | 982.4105 | 931.1949 | 882.6493 | 838.8654 | 792.904 | 751.5678 | 712.3867 | 677.0485 | 639.9548 | 606.5922
TAS1 | Grid Battery | 0 | 0.0053981 | 0.0063785 | 0.0070346 | 0.0083367 | 0.0079046 | 0.0095454 | 0.01786 | 0.020763 | 0.027726 | 0.026384 | 0.025066 | 0.02397 | 0.0228 | 0.024959 | 0.023813 | 0.022784 | 0.02165 | 0.020783 | 0.019839 | 0.020824 | 0.028115 | 0.026734 | 0.025648 | 0.025815 | 0.026901 | 0.030769
TAS1 | Pumped Hydro | 0 | 0 | 0.010982 | 0.011662 | 0.013296 | 0.01392 | 0.020774 | 534.4119 | 507.9032 | 5203.6186 | 4932.3401 | 4675.204 | 5426.3413 | 5129.0222 | 5477.6112 | 5192.0486 | 4934.4945 | 4664.1245 | 4420.9712 | 4190.4941 | 3982.6226 | 3882.3915 | 3679.992 | 3488.1441 | 3315.113 | 3133.4721 | 2970.1164
TAS1 | VPP | 0 | 0 | 0 | 0 | 0 | 0 | 0 | 0 | 0 | 0 | 0 | 0 | 0 | 0 | 0 | 0 | 0 | 0 | 0 | 0 | 0 | 0 | 0 | 0 | 0 | 0 | 0
Total excluding storage |  | 0 | 12544.0379 | 11890.0956 | 11574.2762 | 12903.1958 | 13266.6127 | 19958.9437 | 19552.1109 | 35221.3552 | 38027.3137 | 36044.8479 | 34165.7351 | 33453.9819 | 31620.9776 | 30588.4744 | 28993.8154 | 27658.8056 | 27720.0131 | 26274.8944 | 24905.1137 | 23669.6853 | 22490.7769 | 21318.2724 | 20206.8944 | 19204.5227 | 18152.2777 | 17205.9566

## Option 3A_Fuel Cost
Fuel cost by technology ($000s) - Option 3A, Step Change Scenario
Fuel | Real June 2021 dollars discounted to 1 July 2021
Explicitly modelled generation
Region | Technology | 2023-24 | 2024-25 | 2025-26 | 2026-27 | 2027-28 | 2028-29 | 2029-30 | 2030-31 | 2031-32 | 2032-33 | 2033-34 | 2034-35 | 2035-36 | 2036-37 | 2037-38 | 2038-39 | 2039-40 | 2040-41 | 2041-42 | 2042-43 | 2043-44 | 2044-45 | 2045-46 | 2046-47 | 2047-48 | 2048-49 | 2049-50
NEM | Black Coal | 1659255.874 | 1332219.282 | 1205745.321 | 1036740.36 | 781410.846 | 677982.912 | 574204.422 | 391832.698 | 356710.937 | 301514.869 | 173668.121 | 164097.592 | 134373.356 | 120485.228 | 119177.151 | 107155.21 | 18578.086 | 7012.9095 | 6495.544 | 0 | 0 | 0 | 0 | 0 | 0 | 0 | 0
NEM | Brown Coal | 215832.962 | 178600.875 | 156890.718 | 114167.959 | 108996.403 | 86415.36 | 52608.721 | 32687.183 | 24615.877 | 0 | 0 | 0 | 0 | 0 | 0 | 0 | 0 | 0 | 0 | 0 | 0 | 0 | 0 | 0 | 0 | 0 | 0
NEM | CCGT | 148460.4095 | 113271.4614 | 192728.9274 | 222020.8216 | 214374.4513 | 233257.7025 | 256501.192 | 289684.32 | 241172.6312 | 223947.7275 | 281686.5245 | 306498.5175 | 216321.638 | 189195.579 | 130767.9333 | 139567.8365 | 125162.3173 | 101680.0868 | 82806.1765 | 90589.6158 | 64622.1983 | 49969.6146 | 26323.9392 | 20027.27 | 18670.174 | 17439.132 | 16873.632
NEM | Gas - Steam | 11397.7918 | 10612.9856 | 32180.1905 | 14422.319 | 9127.107 | 18429.558 | 14662.623 | 71463.584 | 12633.977 | 25504.38 | 21811.888 | 36454.9 | 21797.168 | 28443.414 | 29913.716 | 27966.24 | 0 | 0 | 0 | 0 | 0 | 0 | 0 | 0 | 0 | 0 | 0
NEM | OCGT / Diesel | 17485.4298 | 13728.7518 | 30394.0351 | 36812.0471 | 25316.289 | 31767.6926 | 24397.0246 | 108349.8931 | 46164.602 | 74128.145 | 123413.8313 | 233098.2923 | 134879.036 | 169858.1467 | 161010.1689 | 138731.5755 | 337076.6077 | 307372.8984 | 146648.514 | 188962.0764 | 336957.6373 | 196337.2435 | 225979.9665 | 286564.0072 | 199937.0007 | 268385.7134 | 253177.3059
NEM | Hydro | 0 | 0 | 0 | 0 | 0 | 0 | 0 | 0 | 0 | 0 | 0 | 0 | 0 | 0 | 0 | 0 | 0 | 0 | 0 | 0 | 0 | 0 | 0 | 0 | 0 | 0 | 0
NEM | Hydrogen Turbine | 0 | 0 | 0 | 0 | 0 | 0 | 0 | 0 | 0 | 0 | 0 | 0 | 0 | 0 | 0 | 0 | 0 | 0 | 0 | 0 | 0 | 0 | 0 | 0 | 0 | 0 | 0
NEM | Wind | 0 | 0 | 0 | 0 | 0 | 0 | 0 | 0 | 0 | 0 | 0 | 0 | 0 | 0 | 0 | 0 | 0 | 0 | 0 | 0 | 0 | 0 | 0 | 0 | 0 | 0 | 0
NEM | Solar PV | 0 | 0 | 0 | 0 | 0 | 0 | 0 | 0 | 0 | 0 | 0 | 0 | 0 | 0 | 0 | 0 | 0 | 0 | 0 | 0 | 0 | 0 | 0 | 0 | 0 | 0 | 0
NEM | Grid Battery | 0 | 0 | 0 | 0 | 0 | 0 | 0 | 0 | 0 | 0 | 0 | 0 | 0 | 0 | 0 | 0 | 0 | 0 | 0 | 0 | 0 | 0 | 0 | 0 | 0 | 0 | 0
NEM | Pumped Hydro | 0 | 0 | 0 | 0 | 0 | 0 | 0 | 0 | 0 | 0 | 0 | 0 | 0 | 0 | 0 | 0 | 0 | 0 | 0 | 0 | 0 | 0 | 0 | 0 | 0 | 0 | 0
NEM | VPP | 0 | 0 | 0 | 0 | 0 | 0 | 0 | 0 | 0 | 0 | 0 | 0 | 0 | 0 | 0 | 0 | 0 | 0 | 0 | 0 | 0 | 0 | 0 | 0 | 0 | 0 | 0
Total excluding storage |  | 2052432.4671 | 1648433.3558 | 1617939.192 | 1424163.5067 | 1139225.0963 | 1047853.2251 | 922373.9826 | 894017.6781 | 681298.0242 | 625095.1215 | 600580.3648 | 740149.3018 | 507371.198 | 507982.3677 | 440868.9692 | 413420.862 | 480817.011 | 416065.8947 | 235950.2345 | 279551.6922 | 401579.8356 | 246306.8581 | 252303.9057 | 306591.2772 | 218607.1747 | 285824.8454 | 270050.9379
Region | Technology | 2023-24 | 2024-25 | 2025-26 | 2026-27 | 2027-28 | 2028-29 | 2029-30 | 2030-31 | 2031-32 | 2032-33 | 2033-34 | 2034-35 | 2035-36 | 2036-37 | 2037-38 | 2038-39 | 2039-40 | 2040-41 | 2041-42 | 2042-43 | 2043-44 | 2044-45 | 2045-46 | 2046-47 | 2047-48
NSW1 | Black Coal | 910305.228 | 690297.894 | 556217.143 | 484392.868 | 338423.802 | 333611.944 | 264667.028 | 213332.604 | 197122.108 | 188367.276 | 99186.296 | 95610.848 | 78029.428 | 64442.024 | 65792.574 | 60842.212 | 0 | 0 | 0 | 0 | 0 | 0 | 0 | 0 | 0 | 0 | 0
NSW1 | Brown Coal | 0 | 0 | 0 | 0 | 0 | 0 | 0 | 0 | 0 | 0 | 0 | 0 | 0 | 0 | 0 | 0 | 0 | 0 | 0 | 0 | 0 | 0 | 0 | 0 | 0 | 0 | 0
NSW1 | CCGT | 875.6051 | 386.2842 | 17986.784 | 38049.952 | 41221.86 | 33794.536 | 54426.22 | 52107.472 | 45249.292 | 39207.468 | 56770.832 | 63689.752 | 39271.68 | 38497.632 | 37148.152 | 42849.744 | 41966.324 | 31412.368 | 26065.558 | 29219.218 | 0 | 0 | 0 | 0 | 0 | 0 | 0
NSW1 | Gas - Steam | 0 | 0 | 0 | 0 | 0 | 0 | 0 | 0 | 0 | 0 | 0 | 0 | 0 | 0 | 0 | 0 | 0 | 0 | 0 | 0 | 0 | 0 | 0 | 0 | 0 | 0 | 0
NSW1 | OCGT / Diesel | 927.4069 | 551.9022 | 3602.1248 | 3164.1116 | 2535.0406 | 504.1255 | 3.1735 | 12162.4292 | 1914.4772 | 8354.8879 | 16986.3935 | 58203.7617 | 24495.3799 | 42731.384 | 30044.674 | 31826.8866 | 110654.3795 | 130411.6877 | 56210.5254 | 67209.9691 | 122898.9854 | 58687.5214 | 80282.413 | 74311.6285 | 67860.9547 | 56919.4149 | 69406.6458
NSW1 | Hydro | 0 | 0 | 0 | 0 | 0 | 0 | 0 | 0 | 0 | 0 | 0 | 0 | 0 | 0 | 0 | 0 | 0 | 0 | 0 | 0 | 0 | 0 | 0 | 0 | 0 | 0 | 0
NSW1 | Hydrogen Turbine | 0 | 0 | 0 | 0 | 0 | 0 | 0 | 0 | 0 | 0 | 0 | 0 | 0 | 0 | 0 | 0 | 0 | 0 | 0 | 0 | 0 | 0 | 0 | 0 | 0 | 0 | 0
NSW1 | Wind | 0 | 0 | 0 | 0 | 0 | 0 | 0 | 0 | 0 | 0 | 0 | 0 | 0 | 0 | 0 | 0 | 0 | 0 | 0 | 0 | 0 | 0 | 0 | 0 | 0 | 0 | 0
NSW1 | Solar PV | 0 | 0 | 0 | 0 | 0 | 0 | 0 | 0 | 0 | 0 | 0 | 0 | 0 | 0 | 0 | 0 | 0 | 0 | 0 | 0 | 0 | 0 | 0 | 0 | 0 | 0 | 0
NSW1 | Grid Battery | 0 | 0 | 0 | 0 | 0 | 0 | 0 | 0 | 0 | 0 | 0 | 0 | 0 | 0 | 0 | 0 | 0 | 0 | 0 | 0 | 0 | 0 | 0 | 0 | 0 | 0 | 0
NSW1 | Pumped Hydro | 0 | 0 | 0 | 0 | 0 | 0 | 0 | 0 | 0 | 0 | 0 | 0 | 0 | 0 | 0 | 0 | 0 | 0 | 0 | 0 | 0 | 0 | 0 | 0 | 0 | 0 | 0
NSW1 | VPP | 0 | 0 | 0 | 0 | 0 | 0 | 0 | 0 | 0 | 0 | 0 | 0 | 0 | 0 | 0 | 0 | 0 | 0 | 0 | 0 | 0 | 0 | 0 | 0 | 0 | 0 | 0
Total excluding storage |  | 912108.24 | 691236.0804 | 577806.0518 | 525606.9316 | 382180.7026 | 367910.6055 | 319096.4215 | 277602.5052 | 244285.8772 | 235929.6319 | 172943.5215 | 217504.3617 | 141796.4879 | 145671.04 | 132985.4 | 135518.8426 | 152620.7035 | 161824.0557 | 82276.0834 | 96429.1871 | 122898.9854 | 58687.5214 | 80282.413 | 74311.6285 | 67860.9547 | 56919.4149 | 69406.6458
Region | Technology | 2023-24 | 2024-25 | 2025-26 | 2026-27 | 2027-28 | 2028-29 | 2029-30 | 2030-31 | 2031-32 | 2032-33 | 2033-34 | 2034-35 | 2035-36 | 2036-37 | 2037-38 | 2038-39 | 2039-40 | 2040-41 | 2041-42 | 2042-43 | 2043-44 | 2044-45 | 2045-46 | 2046-47 | 2047-48
QLD1 | Black Coal | 748950.646 | 641921.388 | 649528.178 | 552347.492 | 442987.044 | 344370.968 | 309537.394 | 178500.094 | 159588.829 | 113147.593 | 74481.825 | 68486.744 | 56343.928 | 56043.204 | 53384.577 | 46312.998 | 18578.086 | 7012.9095 | 6495.544 | 0 | 0 | 0 | 0 | 0 | 0 | 0 | 0
QLD1 | Brown Coal | 0 | 0 | 0 | 0 | 0 | 0 | 0 | 0 | 0 | 0 | 0 | 0 | 0 | 0 | 0 | 0 | 0 | 0 | 0 | 0 | 0 | 0 | 0 | 0 | 0 | 0 | 0
QLD1 | CCGT | 70556.264 | 61558.3972 | 98027.9914 | 134579.7856 | 132103.8233 | 139910.9025 | 147188.26 | 165789.504 | 154307.3512 | 139295.8795 | 175170.2765 | 179635.4695 | 139992.826 | 108654.579 | 93619.7813 | 96718.0925 | 83195.9933 | 70267.7188 | 56740.6185 | 61370.3978 | 64622.1983 | 49969.6146 | 26323.9392 | 20027.27 | 18670.174 | 17439.132 | 16873.632
QLD1 | Gas - Steam | 0 | 0 | 0 | 0 | 0 | 0 | 0 | 0 | 0 | 0 | 0 | 0 | 0 | 0 | 0 | 0 | 0 | 0 | 0 | 0 | 0 | 0 | 0 | 0 | 0 | 0 | 0
QLD1 | OCGT / Diesel | 215.0581 | 0.042218 | 215.8802 | 1424.0491 | 1908.9165 | 1472.1671 | 619.583 | 29595.7457 | 23014.455 | 20787.0533 | 59859.416 | 68622.3354 | 49378.4213 | 64747.3778 | 43146.7512 | 34116.3927 | 75739.0049 | 66117.0497 | 29030.8222 | 49959.0626 | 59604.0206 | 33489.6487 | 48182.8487 | 82766.6081 | 35663.8266 | 81903.1218 | 66241.2969
QLD1 | Hydro | 0 | 0 | 0 | 0 | 0 | 0 | 0 | 0 | 0 | 0 | 0 | 0 | 0 | 0 | 0 | 0 | 0 | 0 | 0 | 0 | 0 | 0 | 0 | 0 | 0 | 0 | 0
QLD1 | Hydrogen Turbine | 0 | 0 | 0 | 0 | 0 | 0 | 0 | 0 | 0 | 0 | 0 | 0 | 0 | 0 | 0 | 0 | 0 | 0 | 0 | 0 | 0 | 0 | 0 | 0 | 0 | 0 | 0
QLD1 | Wind | 0 | 0 | 0 | 0 | 0 | 0 | 0 | 0 | 0 | 0 | 0 | 0 | 0 | 0 | 0 | 0 | 0 | 0 | 0 | 0 | 0 | 0 | 0 | 0 | 0 | 0 | 0
QLD1 | Solar PV | 0 | 0 | 0 | 0 | 0 | 0 | 0 | 0 | 0 | 0 | 0 | 0 | 0 | 0 | 0 | 0 | 0 | 0 | 0 | 0 | 0 | 0 | 0 | 0 | 0 | 0 | 0
QLD1 | Grid Battery | 0 | 0 | 0 | 0 | 0 | 0 | 0 | 0 | 0 | 0 | 0 | 0 | 0 | 0 | 0 | 0 | 0 | 0 | 0 | 0 | 0 | 0 | 0 | 0 | 0 | 0 | 0
QLD1 | Pumped Hydro | 0 | 0 | 0 | 0 | 0 | 0 | 0 | 0 | 0 | 0 | 0 | 0 | 0 | 0 | 0 | 0 | 0 | 0 | 0 | 0 | 0 | 0 | 0 | 0 | 0 | 0 | 0
QLD1 | VPP | 0 | 0 | 0 | 0 | 0 | 0 | 0 | 0 | 0 | 0 | 0 | 0 | 0 | 0 | 0 | 0 | 0 | 0 | 0 | 0 | 0 | 0 | 0 | 0 | 0 | 0 | 0
Total excluding storage |  | 819721.968 | 703479.8274 | 747772.0496 | 688351.3267 | 576999.7838 | 485754.0376 | 457345.237 | 373885.3437 | 336910.6352 | 273230.5258 | 309511.5175 | 316744.5489 | 245715.1753 | 229445.1608 | 190151.1095 | 177147.4832 | 177513.0842 | 143397.678 | 92266.9847 | 111329.4604 | 124226.2189 | 83459.2633 | 74506.7879 | 102793.8781 | 54334.0006 | 99342.2538 | 83114.9289
Region | Technology | 2023-24 | 2024-25 | 2025-26 | 2026-27 | 2027-28 | 2028-29 | 2029-30 | 2030-31 | 2031-32 | 2032-33 | 2033-34 | 2034-35 | 2035-36 | 2036-37 | 2037-38 | 2038-39 | 2039-40 | 2040-41 | 2041-42 | 2042-43 | 2043-44 | 2044-45 | 2045-46 | 2046-47 | 2047-48
VIC1 | Black Coal | 0 | 0 | 0 | 0 | 0 | 0 | 0 | 0 | 0 | 0 | 0 | 0 | 0 | 0 | 0 | 0 | 0 | 0 | 0 | 0 | 0 | 0 | 0 | 0 | 0 | 0 | 0
VIC1 | Brown Coal | 215832.962 | 178600.875 | 156890.718 | 114167.959 | 108996.403 | 86415.36 | 52608.721 | 32687.183 | 24615.877 | 0 | 0 | 0 | 0 | 0 | 0 | 0 | 0 | 0 | 0 | 0 | 0 | 0 | 0 | 0 | 0 | 0 | 0
VIC1 | CCGT | 0 | 0 | 0 | 0 | 0 | 0 | 0 | 0 | 0 | 0 | 0 | 0 | 0 | 0 | 0 | 0 | 0 | 0 | 0 | 0 | 0 | 0 | 0 | 0 | 0 | 0 | 0
VIC1 | Gas - Steam | 1711.8738 | 1788.5246 | 6587.9645 | 14422.319 | 9127.107 | 18429.558 | 14662.623 | 71463.584 | 12633.977 | 25504.38 | 21811.888 | 36454.9 | 21797.168 | 28443.414 | 29913.716 | 27966.24 | 0 | 0 | 0 | 0 | 0 | 0 | 0 | 0 | 0 | 0 | 0
VIC1 | OCGT / Diesel | 2798.5153 | 1783.0272 | 4118.9201 | 14520.0548 | 7933.4428 | 12210.5311 | 7992.9091 | 33021.6481 | 5657.4572 | 24973.7584 | 20590.7802 | 60188.6593 | 38396.562 | 38435.0394 | 59548.6936 | 46413.2518 | 108866.7678 | 84181.4249 | 45056.9336 | 51772.321 | 126640.59 | 95306.7129 | 89924.5535 | 126005.5718 | 94247.0043 | 126040.004 | 113953.3795
VIC1 | Hydro | 0 | 0 | 0 | 0 | 0 | 0 | 0 | 0 | 0 | 0 | 0 | 0 | 0 | 0 | 0 | 0 | 0 | 0 | 0 | 0 | 0 | 0 | 0 | 0 | 0 | 0 | 0
VIC1 | Hydrogen Turbine | 0 | 0 | 0 | 0 | 0 | 0 | 0 | 0 | 0 | 0 | 0 | 0 | 0 | 0 | 0 | 0 | 0 | 0 | 0 | 0 | 0 | 0 | 0 | 0 | 0 | 0 | 0
VIC1 | Wind | 0 | 0 | 0 | 0 | 0 | 0 | 0 | 0 | 0 | 0 | 0 | 0 | 0 | 0 | 0 | 0 | 0 | 0 | 0 | 0 | 0 | 0 | 0 | 0 | 0 | 0 | 0
VIC1 | Solar PV | 0 | 0 | 0 | 0 | 0 | 0 | 0 | 0 | 0 | 0 | 0 | 0 | 0 | 0 | 0 | 0 | 0 | 0 | 0 | 0 | 0 | 0 | 0 | 0 | 0 | 0 | 0
VIC1 | Grid Battery | 0 | 0 | 0 | 0 | 0 | 0 | 0 | 0 | 0 | 0 | 0 | 0 | 0 | 0 | 0 | 0 | 0 | 0 | 0 | 0 | 0 | 0 | 0 | 0 | 0 | 0 | 0
VIC1 | Pumped Hydro | 0 | 0 | 0 | 0 | 0 | 0 | 0 | 0 | 0 | 0 | 0 | 0 | 0 | 0 | 0 | 0 | 0 | 0 | 0 | 0 | 0 | 0 | 0 | 0 | 0 | 0 | 0
VIC1 | VPP | 0 | 0 | 0 | 0 | 0 | 0 | 0 | 0 | 0 | 0 | 0 | 0 | 0 | 0 | 0 | 0 | 0 | 0 | 0 | 0 | 0 | 0 | 0 | 0 | 0 | 0 | 0
Total excluding storage |  | 220343.3511 | 182172.4268 | 167597.6026 | 143110.3328 | 126056.9528 | 117055.4491 | 75264.2531 | 137172.4151 | 42907.3112 | 50478.1384 | 42402.6682 | 96643.5593 | 60193.73 | 66878.4534 | 89462.4096 | 74379.4918 | 108866.7678 | 84181.4249 | 45056.9336 | 51772.321 | 126640.59 | 95306.7129 | 89924.5535 | 126005.5718 | 94247.0043 | 126040.004 | 113953.3795
Region | Technology | 2023-24 | 2024-25 | 2025-26 | 2026-27 | 2027-28 | 2028-29 | 2029-30 | 2030-31 | 2031-32 | 2032-33 | 2033-34 | 2034-35 | 2035-36 | 2036-37 | 2037-38 | 2038-39 | 2039-40 | 2040-41 | 2041-42 | 2042-43 | 2043-44 | 2044-45 | 2045-46 | 2046-47 | 2047-48
SA1 | Black Coal | 0 | 0 | 0 | 0 | 0 | 0 | 0 | 0 | 0 | 0 | 0 | 0 | 0 | 0 | 0 | 0 | 0 | 0 | 0 | 0 | 0 | 0 | 0 | 0 | 0 | 0 | 0
SA1 | Brown Coal | 0 | 0 | 0 | 0 | 0 | 0 | 0 | 0 | 0 | 0 | 0 | 0 | 0 | 0 | 0 | 0 | 0 | 0 | 0 | 0 | 0 | 0 | 0 | 0 | 0 | 0 | 0
SA1 | CCGT | 77028.5405 | 51326.78 | 76714.152 | 49391.084 | 41048.768 | 59552.264 | 54886.712 | 71787.344 | 41615.988 | 45444.38 | 49745.416 | 63173.296 | 37057.132 | 42043.368 | 0 | 0 | 0 | 0 | 0 | 0 | 0 | 0 | 0 | 0 | 0 | 0 | 0
SA1 | Gas - Steam | 9685.918 | 8824.461 | 25592.226 | 0 | 0 | 0 | 0 | 0 | 0 | 0 | 0 | 0 | 0 | 0 | 0 | 0 | 0 | 0 | 0 | 0 | 0 | 0 | 0 | 0 | 0 | 0 | 0
SA1 | OCGT / Diesel | 13544.4365 | 11393.7556 | 22457.0851 | 17683.4377 | 12938.8645 | 17580.8438 | 15638.9512 | 33113.5211 | 15384.292 | 19154.0962 | 25616.7279 | 44435.1568 | 21654.2946 | 22991.1941 | 27089.935 | 25571.6624 | 38299.0717 | 26065.7229 | 16007.8547 | 19458.6626 | 27210.2243 | 8624.984 | 7309.5898 | 3208.0819 | 1990.1326 | 3052.4281 | 3221.1179
SA1 | Hydro | 0 | 0 | 0 | 0 | 0 | 0 | 0 | 0 | 0 | 0 | 0 | 0 | 0 | 0 | 0 | 0 | 0 | 0 | 0 | 0 | 0 | 0 | 0 | 0 | 0 | 0 | 0
SA1 | Hydrogen Turbine | 0 | 0 | 0 | 0 | 0 | 0 | 0 | 0 | 0 | 0 | 0 | 0 | 0 | 0 | 0 | 0 | 0 | 0 | 0 | 0 | 0 | 0 | 0 | 0 | 0 | 0 | 0
SA1 | Wind | 0 | 0 | 0 | 0 | 0 | 0 | 0 | 0 | 0 | 0 | 0 | 0 | 0 | 0 | 0 | 0 | 0 | 0 | 0 | 0 | 0 | 0 | 0 | 0 | 0 | 0 | 0
SA1 | Solar PV | 0 | 0 | 0 | 0 | 0 | 0 | 0 | 0 | 0 | 0 | 0 | 0 | 0 | 0 | 0 | 0 | 0 | 0 | 0 | 0 | 0 | 0 | 0 | 0 | 0 | 0 | 0
SA1 | Grid Battery | 0 | 0 | 0 | 0 | 0 | 0 | 0 | 0 | 0 | 0 | 0 | 0 | 0 | 0 | 0 | 0 | 0 | 0 | 0 | 0 | 0 | 0 | 0 | 0 | 0 | 0 | 0
SA1 | Pumped Hydro | 0 | 0 | 0 | 0 | 0 | 0 | 0 | 0 | 0 | 0 | 0 | 0 | 0 | 0 | 0 | 0 | 0 | 0 | 0 | 0 | 0 | 0 | 0 | 0 | 0 | 0 | 0
SA1 | VPP | 0 | 0 | 0 | 0 | 0 | 0 | 0 | 0 | 0 | 0 | 0 | 0 | 0 | 0 | 0 | 0 | 0 | 0 | 0 | 0 | 0 | 0 | 0 | 0 | 0 | 0 | 0
Total excluding storage |  | 100258.895 | 71544.9966 | 124763.4631 | 67074.5217 | 53987.6325 | 77133.1078 | 70525.6632 | 104900.8651 | 57000.28 | 64598.4762 | 75362.1439 | 107608.4528 | 58711.4266 | 65034.5621 | 27089.935 | 25571.6624 | 38299.0717 | 26065.7229 | 16007.8547 | 19458.6626 | 27210.2243 | 8624.984 | 7309.5898 | 3208.0819 | 1990.1326 | 3052.4281 | 3221.1179
Region | Technology | 2023-24 | 2024-25 | 2025-26 | 2026-27 | 2027-28 | 2028-29 | 2029-30 | 2030-31 | 2031-32 | 2032-33 | 2033-34 | 2034-35 | 2035-36 | 2036-37 | 2037-38 | 2038-39 | 2039-40 | 2040-41 | 2041-42 | 2042-43 | 2043-44 | 2044-45 | 2045-46 | 2046-47 | 2047-48
TAS1 | Black Coal | 0 | 0 | 0 | 0 | 0 | 0 | 0 | 0 | 0 | 0 | 0 | 0 | 0 | 0 | 0 | 0 | 0 | 0 | 0 | 0 | 0 | 0 | 0 | 0 | 0 | 0 | 0
TAS1 | Brown Coal | 0 | 0 | 0 | 0 | 0 | 0 | 0 | 0 | 0 | 0 | 0 | 0 | 0 | 0 | 0 | 0 | 0 | 0 | 0 | 0 | 0 | 0 | 0 | 0 | 0 | 0 | 0
TAS1 | CCGT | 0 | 0 | 0 | 0 | 0 | 0 | 0 | 0 | 0 | 0 | 0 | 0 | 0 | 0 | 0 | 0 | 0 | 0 | 0 | 0 | 0 | 0 | 0 | 0 | 0 | 0 | 0
TAS1 | Gas - Steam | 0 | 0 | 0 | 0 | 0 | 0 | 0 | 0 | 0 | 0 | 0 | 0 | 0 | 0 | 0 | 0 | 0 | 0 | 0 | 0 | 0 | 0 | 0 | 0 | 0 | 0 | 0
TAS1 | OCGT / Diesel | 0.012889 | 0.024605 | 0.024835 | 20.3939 | 0.024706 | 0.025064 | 142.4078 | 456.5491 | 193.9206 | 858.3491 | 360.5137 | 1648.3791 | 954.3782 | 953.1515 | 1180.1151 | 803.382 | 3517.3838 | 597.0133 | 342.3781 | 562.0611 | 603.8171 | 228.3765 | 280.5616 | 272.1169 | 175.0826 | 470.7447 | 354.8658
TAS1 | Hydro | 0 | 0 | 0 | 0 | 0 | 0 | 0 | 0 | 0 | 0 | 0 | 0 | 0 | 0 | 0 | 0 | 0 | 0 | 0 | 0 | 0 | 0 | 0 | 0 | 0 | 0 | 0
TAS1 | Hydrogen Turbine | 0 | 0 | 0 | 0 | 0 | 0 | 0 | 0 | 0 | 0 | 0 | 0 | 0 | 0 | 0 | 0 | 0 | 0 | 0 | 0 | 0 | 0 | 0 | 0 | 0 | 0 | 0
TAS1 | Wind | 0 | 0 | 0 | 0 | 0 | 0 | 0 | 0 | 0 | 0 | 0 | 0 | 0 | 0 | 0 | 0 | 0 | 0 | 0 | 0 | 0 | 0 | 0 | 0 | 0 | 0 | 0
TAS1 | Solar PV | 0 | 0 | 0 | 0 | 0 | 0 | 0 | 0 | 0 | 0 | 0 | 0 | 0 | 0 | 0 | 0 | 0 | 0 | 0 | 0 | 0 | 0 | 0 | 0 | 0 | 0 | 0
TAS1 | Grid Battery | 0 | 0 | 0 | 0 | 0 | 0 | 0 | 0 | 0 | 0 | 0 | 0 | 0 | 0 | 0 | 0 | 0 | 0 | 0 | 0 | 0 | 0 | 0 | 0 | 0 | 0 | 0
TAS1 | Pumped Hydro | 0 | 0 | 0 | 0 | 0 | 0 | 0 | 0 | 0 | 0 | 0 | 0 | 0 | 0 | 0 | 0 | 0 | 0 | 0 | 0 | 0 | 0 | 0 | 0 | 0 | 0 | 0
TAS1 | VPP | 0 | 0 | 0 | 0 | 0 | 0 | 0 | 0 | 0 | 0 | 0 | 0 | 0 | 0 | 0 | 0 | 0 | 0 | 0 | 0 | 0 | 0 | 0 | 0 | 0 | 0 | 0
Total excluding storage |  | 0.012889 | 0.024605 | 0.024835 | 20.3939 | 0.024706 | 0.025064 | 142.4078 | 456.5491 | 193.9206 | 858.3491 | 360.5137 | 1648.3791 | 954.3782 | 953.1515 | 1180.1151 | 803.382 | 3517.3838 | 597.0133 | 342.3781 | 562.0611 | 603.8171 | 228.3765 | 280.5616 | 272.1169 | 175.0826 | 470.7447 | 354.8658

## Option 3A_Build Cost
New generation build cost (CAPEX) by technology ($000s) - Option 3A, Step Change Scenario
CAPEX | Real June 2021 dollars discounted to 1 July 2021. The total capital costs are annualised for modelling purposes.
Explicitly modelled generation
Region | Technology | 2023-24 | 2024-25 | 2025-26 | 2026-27 | 2027-28 | 2028-29 | 2029-30 | 2030-31 | 2031-32 | 2032-33 | 2033-34 | 2034-35 | 2035-36 | 2036-37 | 2037-38 | 2038-39 | 2039-40 | 2040-41 | 2041-42 | 2042-43 | 2043-44 | 2044-45 | 2045-46 | 2046-47 | 2047-48 | 2048-49 | 2049-50
NEM | Black Coal | 0 | 0 | 0 | 0 | 0 | 0 | 0 | 0 | 0 | 0 | 0 | 0 | 0 | 0 | 0 | 0 | 0 | 0 | 0 | 0 | 0 | 0 | 0 | 0 | 0 | 0 | 0
NEM | Brown Coal | 0 | 0 | 0 | 0 | 0 | 0 | 0 | 0 | 0 | 0 | 0 | 0 | 0 | 0 | 0 | 0 | 0 | 0 | 0 | 0 | 0 | 0 | 0 | 0 | 0 | 0 | 0
NEM | CCGT | 0 | 0 | 0 | 0 | 0 | 0 | 0 | 0 | 0 | 0 | 0 | 0 | 0 | 0 | 0 | 0 | 0 | 0 | 0 | 0 | 0 | 0 | 0 | 0 | 0 | 0 | 0
NEM | Gas - Steam | 0 | 0 | 0 | 0 | 0 | 0 | 0 | 0 | 0 | 0 | 0 | 0 | 0 | 0 | 0 | 0 | 0 | 0 | 0 | 0 | 0 | 0 | 0 | 0 | 0 | 0 | 0
NEM | OCGT / Diesel | 0 | 0.11703 | 0.11094 | 0.10857 | 0.1037 | 7049.9631 | 6682.4305 | 6334.0621 | 6019.858 | 5690.0238 | 5393.3879 | 5112.2179 | 26532.103 | 25078.3608 | 74182.7408 | 70315.3943 | 66827.3643 | 63165.7709 | 59872.7689 | 56751.44 | 77340.4245 | 118182.8685 | 112021.6764 | 142004.1325 | 134959.9449 | 167551.2236 | 158816.2956
NEM | Hydro | 0 | 0 | 0 | 0 | 0 | 0 | 0 | 0 | 0 | 0 | 0 | 0 | 0 | 0 | 0 | 0 | 0 | 0 | 0 | 0 | 0 | 0 | 0 | 0 | 0 | 0 | 0
NEM | Hydrogen Turbine | 0 | 0 | 0 | 0 | 0 | 0 | 0 | 0 | 0 | 0 | 0 | 0 | 0 | 0 | 0 | 0 | 0 | 0 | 0 | 0 | 0 | 0 | 0 | 0 | 0 | 0 | 0
NEM | Wind | 0 | 752761.7572 | 720120.4523 | 941221.5711 | 1426888.5893 | 1888055.2817 | 1960694.1749 | 2160272.6942 | 2161317.3267 | 2303999.2259 | 2488423.352 | 2377297.2223 | 2368133.3077 | 2296538.7152 | 2473586.3619 | 2366579.8665 | 2268584.8305 | 2179002.5259 | 2094383.8849 | 2159116.0211 | 2169990.0943 | 2063333.3817 | 1992731.8893 | 2203973.1539 | 2219821.67 | 2174634.6788 | 1897941.4015
NEM | Solar PV | 0 | 0.41231 | 56454.4586 | 53511.4147 | 50889.7338 | 83336.8572 | 129127.0131 | 216922.1805 | 220539.6929 | 330618.2724 | 375093.012 | 430333.9131 | 408986.9792 | 397327.7502 | 512000.9293 | 512841.3165 | 714718.8598 | 816999.5023 | 884125.9415 | 1016790.8725 | 1075524.0973 | 1040052.1352 | 991520.9854 | 1040906.0994 | 1012148.9886 | 1030976.6381 | 1075205.0238
NEM | Grid Battery | 0 | 0.49268 | 50506.5775 | 47873.8512 | 104096.7133 | 203694.0226 | 198603.6708 | 215773.2625 | 206961.4258 | 328542.2838 | 321449.1535 | 304691.1426 | 315411.3102 | 298129.3518 | 293278.0723 | 277988.6991 | 373599.6388 | 393101.8666 | 491891.2085 | 543862.7285 | 551203.4295 | 556513.8983 | 510601.0877 | 483981.9997 | 439905.4399 | 431909.2749 | 410815.6298
NEM | Pumped Hydro | 0 | 0 | 69625.9678 | 65996.3541 | 65864.3461 | 85602.9024 | 81140.2571 | 80675.8909 | 76673.931 | 105757.0017 | 100243.615 | 120226.5283 | 121189.8592 | 114549.6503 | 267160.84 | 253233.0264 | 274165.4605 | 259143.4446 | 245633.6381 | 232828.1122 | 221278.5746 | 215105.2144 | 203891.2042 | 237134.2838 | 225371.1178 | 213022.637 | 201917.2059
NEM | VPP | 0 | 0 | 0 | 0 | 0 | 0 | 0 | 0 | 0 | 0 | 0 | 0 | 0 | 0 | 0 | 0 | 0 | 0 | 0 | 0 | 0 | 0 | 0 | 0 | 0 | 0 | 0
Total excluding storage |  | 0 | 752762.7792 | 896707.5672 | 1108603.2997 | 1647739.4862 | 2267739.0271 | 2376247.5463 | 2679978.0903 | 2671512.2343 | 3074606.8077 | 3290602.5205 | 3237661.0242 | 3240253.5592 | 3131623.8284 | 3620208.9442 | 3480958.3028 | 3697896.1539 | 3711413.1104 | 3775907.442 | 4009349.1743 | 4095336.6202 | 3993187.498 | 3810766.843 | 4107999.6694 | 4032207.1612 | 4018094.4525 | 3744695.5566
Region | Technology | 2023-24 | 2024-25 | 2025-26 | 2026-27 | 2027-28 | 2028-29 | 2029-30 | 2030-31 | 2031-32 | 2032-33 | 2033-34 | 2034-35 | 2035-36 | 2036-37 | 2037-38 | 2038-39 | 2039-40 | 2040-41 | 2041-42 | 2042-43 | 2043-44 | 2044-45 | 2045-46 | 2046-47 | 2047-48 | 2048-49 | 2049-50
NSW1 | Black Coal | 0 | 0 | 0 | 0 | 0 | 0 | 0 | 0 | 0 | 0 | 0 | 0 | 0 | 0 | 0 | 0 | 0 | 0 | 0 | 0 | 0 | 0 | 0 | 0 | 0 | 0 | 0
NSW1 | Brown Coal | 0 | 0 | 0 | 0 | 0 | 0 | 0 | 0 | 0 | 0 | 0 | 0 | 0 | 0 | 0 | 0 | 0 | 0 | 0 | 0 | 0 | 0 | 0 | 0 | 0 | 0 | 0
NSW1 | CCGT | 0 | 0 | 0 | 0 | 0 | 0 | 0 | 0 | 0 | 0 | 0 | 0 | 0 | 0 | 0 | 0 | 0 | 0 | 0 | 0 | 0 | 0 | 0 | 0 | 0 | 0 | 0
NSW1 | Gas - Steam | 0 | 0 | 0 | 0 | 0 | 0 | 0 | 0 | 0 | 0 | 0 | 0 | 0 | 0 | 0 | 0 | 0 | 0 | 0 | 0 | 0 | 0 | 0 | 0 | 0 | 0 | 0
NSW1 | OCGT / Diesel | 0 | 0.050997 | 0.048338 | 0.045818 | 0.043565 | 0.041223 | 0.039131 | 0.037142 | 0.035326 | 0.033428 | 0.031763 | 0.03019 | 0.028711 | 0.02721 | 25998.2001 | 24642.8437 | 23420.423 | 22137.1751 | 20983.1044 | 19889.1986 | 18902.5873 | 24477.3853 | 23201.3131 | 27335.0371 | 25979.0686 | 24555.6517 | 23275.4859
NSW1 | Hydro | 0 | 0 | 0 | 0 | 0 | 0 | 0 | 0 | 0 | 0 | 0 | 0 | 0 | 0 | 0 | 0 | 0 | 0 | 0 | 0 | 0 | 0 | 0 | 0 | 0 | 0 | 0
NSW1 | Hydrogen Turbine | 0 | 0 | 0 | 0 | 0 | 0 | 0 | 0 | 0 | 0 | 0 | 0 | 0 | 0 | 0 | 0 | 0 | 0 | 0 | 0 | 0 | 0 | 0 | 0 | 0 | 0 | 0
NSW1 | Wind | 0 | 334567.0334 | 323727.346 | 414940.8026 | 756746.3186 | 796000.5026 | 781878.6223 | 745668.5389 | 708679.2707 | 779709.6047 | 803733.2113 | 778888.3644 | 849013.8744 | 849755.0275 | 827974.9668 | 784810.4085 | 746569.9639 | 718868.2468 | 696363.5653 | 728886.7693 | 778997.8193 | 736315.1134 | 699682.1698 | 716077.4476 | 749981.7588 | 708888.8998 | 584275.1549
NSW1 | Solar PV | 0 | 0.16035 | 56454.1584 | 53511.0567 | 50889.3797 | 76467.124 | 121332.4275 | 179135.5849 | 170249.4732 | 180385.0155 | 200353.199 | 189908.389 | 180487.8862 | 177253.5787 | 218286.8613 | 222026.4844 | 282849.6668 | 314353.7522 | 304390.2155 | 313972.7703 | 308917.6503 | 291991.487 | 276769.1827 | 305091.1178 | 303097.8617 | 309355.519 | 327802.1831
NSW1 | Grid Battery | 0 | 0.30907 | 50506.3781 | 47873.3686 | 104096.2281 | 129914.797 | 128670.7441 | 121962.853 | 115912.8282 | 148697.5515 | 140945.5498 | 133597.6781 | 126970.5375 | 120013.5914 | 113756.9609 | 107826.5051 | 154167.6981 | 145720.6023 | 162806.967 | 158521.1827 | 153725.7775 | 158651.6515 | 133480.4825 | 126521.8042 | 100177.2424 | 107530.513 | 100031.2578
NSW1 | Pumped Hydro | 0 | 0 | 69625.6454 | 65995.8752 | 65863.8668 | 62255.0891 | 59009.5652 | 55933.2405 | 53158.6438 | 50245.9864 | 47626.5294 | 45143.6306 | 42904.2731 | 40553.4711 | 38439.5374 | 36435.581 | 34628.1766 | 32730.8365 | 31024.4934 | 29407.1072 | 27948.3669 | 26417.2661 | 25040.0632 | 23734.7767 | 22557.4012 | 21321.4405 | 20209.8966
NSW1 | VPP | 0 | 0 | 0 | 0 | 0 | 0 | 0 | 0 | 0 | 0 | 0 | 0 | 0 | 0 | 0 | 0 | 0 | 0 | 0 | 0 | 0 | 0 | 0 | 0 | 0 | 0 | 0
Total excluding storage |  | 0 | 334567.5538 | 500313.5763 | 582321.1488 | 977595.8367 | 1064637.5541 | 1090891.3982 | 1102700.2544 | 1048000.2513 | 1159038.1916 | 1192658.5213 | 1147538.0923 | 1199376.5999 | 1187575.6959 | 1224456.5265 | 1175741.8227 | 1241635.9283 | 1233810.613 | 1215568.3456 | 1250677.0281 | 1288492.2013 | 1237852.9033 | 1158173.2113 | 1198760.1834 | 1201793.3326 | 1171652.0239 | 1055593.9783
Region | Technology | 2023-24 | 2024-25 | 2025-26 | 2026-27 | 2027-28 | 2028-29 | 2029-30 | 2030-31 | 2031-32 | 2032-33 | 2033-34 | 2034-35 | 2035-36 | 2036-37 | 2037-38 | 2038-39 | 2039-40 | 2040-41 | 2041-42 | 2042-43 | 2043-44 | 2044-45 | 2045-46 | 2046-47 | 2047-48 | 2048-49 | 2049-50
QLD1 | Black Coal | 0 | 0 | 0 | 0 | 0 | 0 | 0 | 0 | 0 | 0 | 0 | 0 | 0 | 0 | 0 | 0 | 0 | 0 | 0 | 0 | 0 | 0 | 0 | 0 | 0 | 0 | 0
QLD1 | Brown Coal | 0 | 0 | 0 | 0 | 0 | 0 | 0 | 0 | 0 | 0 | 0 | 0 | 0 | 0 | 0 | 0 | 0 | 0 | 0 | 0 | 0 | 0 | 0 | 0 | 0 | 0 | 0
QLD1 | CCGT | 0 | 0 | 0 | 0 | 0 | 0 | 0 | 0 | 0 | 0 | 0 | 0 | 0 | 0 | 0 | 0 | 0 | 0 | 0 | 0 | 0 | 0 | 0 | 0 | 0 | 0 | 0
QLD1 | Gas - Steam | 0 | 0 | 0 | 0 | 0 | 0 | 0 | 0 | 0 | 0 | 0 | 0 | 0 | 0 | 0 | 0 | 0 | 0 | 0 | 0 | 0 | 0 | 0 | 0 | 0 | 0 | 0
QLD1 | OCGT / Diesel | 0 | 0.013451 | 0.012757 | 0.012923 | 0.01237 | 7049.8761 | 6682.347 | 6333.9783 | 6019.7781 | 5689.9435 | 5393.3115 | 5112.1437 | 4858.5532 | 4592.3443 | 26019.8907 | 24663.4035 | 23439.9634 | 22155.6449 | 21000.6113 | 19905.7927 | 18918.3557 | 17881.7844 | 16949.5587 | 46545.1099 | 44236.2159 | 81798.3898 | 77534.0153
QLD1 | Hydro | 0 | 0 | 0 | 0 | 0 | 0 | 0 | 0 | 0 | 0 | 0 | 0 | 0 | 0 | 0 | 0 | 0 | 0 | 0 | 0 | 0 | 0 | 0 | 0 | 0 | 0 | 0
QLD1 | Hydrogen Turbine | 0 | 0 | 0 | 0 | 0 | 0 | 0 | 0 | 0 | 0 | 0 | 0 | 0 | 0 | 0 | 0 | 0 | 0 | 0 | 0 | 0 | 0 | 0 | 0 | 0 | 0 | 0
QLD1 | Wind | 0 | 151367.3054 | 143476.1202 | 196700.0854 | 313850.8072 | 618169.1652 | 591095.2908 | 705915.8652 | 672951.059 | 740013.3664 | 796807.8231 | 756814.2376 | 719272.0808 | 679861.8623 | 770112.5771 | 729964.5285 | 693754.2646 | 668811.8912 | 647951.7041 | 666180.1167 | 664325.2047 | 627925.6111 | 595190.1563 | 718883.5219 | 708909.1926 | 723478.0526 | 651955.6112
QLD1 | Solar PV | 0 | 0.068183 | 0.093724 | 0.092834 | 0.08936 | 6869.4798 | 7794.335 | 37786.2486 | 50289.8738 | 87981.919 | 115733.805 | 139846.6633 | 132909.4979 | 125627.1444 | 169967.5298 | 173519.5295 | 307994.36 | 339538.2786 | 331400.2408 | 445819.279 | 423743.1639 | 400525.5006 | 385334.5998 | 415913.5287 | 403618.0355 | 410487.2631 | 438848.3583
QLD1 | Grid Battery | 0 | 0.041673 | 0.045653 | 0.065069 | 0.077859 | 73778.8402 | 69932.5505 | 82506.5379 | 80305.4417 | 129135.0295 | 132437.5331 | 125533.2073 | 119306.0691 | 112769.0716 | 106890.1157 | 101317.6463 | 149504.0942 | 141312.4919 | 175596.5673 | 239855.5912 | 227957.4327 | 215467.214 | 204234.3241 | 193587.0304 | 183984.0417 | 177168.1036 | 167931.8518
QLD1 | Pumped Hydro | 0 | 0 | 0.075071 | 0.11017 | 0.10857 | 23347.4502 | 22130.2851 | 20976.5743 | 19936.0207 | 18843.6901 | 17861.3231 | 42139.0436 | 40048.7164 | 37854.3742 | 188896.9987 | 179049.2884 | 203661.6368 | 192502.6432 | 182466.9608 | 172954.4666 | 164374.9718 | 155368.5664 | 147268.7835 | 183463.6219 | 174362.815 | 164809.1594 | 156217.2128
QLD1 | VPP | 0 | 0 | 0 | 0 | 0 | 0 | 0 | 0 | 0 | 0 | 0 | 0 | 0 | 0 | 0 | 0 | 0 | 0 | 0 | 0 | 0 | 0 | 0 | 0 | 0 | 0 | 0
Total excluding storage |  | 0 | 151367.4287 | 143476.3474 | 196700.3664 | 313851.0954 | 729214.8115 | 697634.8084 | 853519.2043 | 829502.1733 | 981663.9485 | 1068233.7959 | 1069445.2955 | 1016394.9175 | 960704.7968 | 1261887.112 | 1208514.3963 | 1378354.319 | 1364320.9497 | 1358416.0843 | 1544715.2462 | 1499319.1287 | 1417168.6766 | 1348977.4225 | 1558392.8129 | 1515110.3007 | 1557740.9685 | 1492487.0493
Region | Technology | 2023-24 | 2024-25 | 2025-26 | 2026-27 | 2027-28 | 2028-29 | 2029-30 | 2030-31 | 2031-32 | 2032-33 | 2033-34 | 2034-35 | 2035-36 | 2036-37 | 2037-38 | 2038-39 | 2039-40 | 2040-41 | 2041-42 | 2042-43 | 2043-44 | 2044-45 | 2045-46 | 2046-47 | 2047-48 | 2048-49 | 2049-50
VIC1 | Black Coal | 0 | 0 | 0 | 0 | 0 | 0 | 0 | 0 | 0 | 0 | 0 | 0 | 0 | 0 | 0 | 0 | 0 | 0 | 0 | 0 | 0 | 0 | 0 | 0 | 0 | 0 | 0
VIC1 | Brown Coal | 0 | 0 | 0 | 0 | 0 | 0 | 0 | 0 | 0 | 0 | 0 | 0 | 0 | 0 | 0 | 0 | 0 | 0 | 0 | 0 | 0 | 0 | 0 | 0 | 0 | 0 | 0
VIC1 | CCGT | 0 | 0 | 0 | 0 | 0 | 0 | 0 | 0 | 0 | 0 | 0 | 0 | 0 | 0 | 0 | 0 | 0 | 0 | 0 | 0 | 0 | 0 | 0 | 0 | 0 | 0 | 0
VIC1 | Gas - Steam | 0 | 0 | 0 | 0 | 0 | 0 | 0 | 0 | 0 | 0 | 0 | 0 | 0 | 0 | 0 | 0 | 0 | 0 | 0 | 0 | 0 | 0 | 0 | 0 | 0 | 0 | 0
VIC1 | OCGT / Diesel | 0 | 0.026457 | 0.025077 | 0.023845 | 0.022685 | 0.021523 | 0.020457 | 0.019451 | 0.018508 | 0.017951 | 0.017073 | 0.016882 | 21673.4469 | 20485.9191 | 22164.5523 | 21009.0543 | 19966.8898 | 18872.8674 | 17888.9739 | 16956.3734 | 38278.6468 | 74650.8304 | 70759.081 | 67070.219 | 63743.1664 | 60250.5618 | 57109.5306
VIC1 | Hydro | 0 | 0 | 0 | 0 | 0 | 0 | 0 | 0 | 0 | 0 | 0 | 0 | 0 | 0 | 0 | 0 | 0 | 0 | 0 | 0 | 0 | 0 | 0 | 0 | 0 | 0 | 0
VIC1 | Hydrogen Turbine | 0 | 0 | 0 | 0 | 0 | 0 | 0 | 0 | 0 | 0 | 0 | 0 | 0 | 0 | 0 | 0 | 0 | 0 | 0 | 0 | 0 | 0 | 0 | 0 | 0 | 0 | 0
VIC1 | Wind | 0 | 121718.9319 | 115373.3966 | 159842.3214 | 182098.0901 | 218060.0318 | 273460.5741 | 398222.128 | 378468.123 | 389101.1874 | 505170.7603 | 478834.8473 | 455081.9998 | 430147.2316 | 515470.3703 | 503281.5713 | 478316.2017 | 453406.7227 | 429769.406 | 431461.4191 | 410058.5598 | 387590.7022 | 402597.042 | 434602.3933 | 416095.7369 | 407794.2537 | 361490.6322
VIC1 | Solar PV | 0 | 0.061839 | 0.060006 | 0.11899 | 0.12537 | 0.11933 | 0.11946 | 0.15388 | 0.16209 | 47611.826 | 45129.6931 | 63423.6968 | 60277.532 | 61069.7756 | 63594.1536 | 60278.8228 | 64776.1359 | 61226.9345 | 131904.3188 | 139103.6539 | 169655.5468 | 183817.774 | 174234.8581 | 167369.2808 | 159839.6811 | 168009.1032 | 170774.3076
VIC1 | Grid Battery | 0 | 0.063816 | 0.061066 | 0.26734 | 0.25515 | 0.24123 | 0.22932 | 11303.2642 | 10742.5608 | 18863.5433 | 17880.1364 | 16947.9968 | 30197.1717 | 28542.6141 | 27054.6179 | 25644.1883 | 28870.4577 | 44673.5377 | 77866.1551 | 73806.784 | 76341.5744 | 87504.5414 | 82942.6933 | 78618.5992 | 74718.6842 | 70624.712 | 70259.1577
VIC1 | Pumped Hydro | 0 | 0 | 0.072075 | 0.15591 | 0.14906 | 0.14163 | 0.13523 | 0.202 | 0.19212 | 0.18217 | 0.17325 | 0.16484 | 0.20619 | 0.19657 | 0.44016 | 0.41771 | 0.40164 | 0.38135 | 0.38275 | 0.36389 | 0.34704 | 4897.6282 | 4642.3058 | 4400.2906 | 4182.0124 | 3952.883 | 3746.8093
VIC1 | VPP | 0 | 0 | 0 | 0 | 0 | 0 | 0 | 0 | 0 | 0 | 0 | 0 | 0 | 0 | 0 | 0 | 0 | 0 | 0 | 0 | 0 | 0 | 0 | 0 | 0 | 0 | 0
Total excluding storage |  | 0 | 121719.084 | 115373.6148 | 159842.8875 | 182098.6423 | 218060.5555 | 273461.0786 | 409525.7676 | 389211.0565 | 455576.7568 | 568180.7801 | 559206.7226 | 567230.3566 | 540245.737 | 628284.1342 | 610214.0544 | 591930.0866 | 578180.4436 | 657429.2366 | 661328.5943 | 694334.6749 | 738461.4762 | 735175.9802 | 752060.7829 | 718579.281 | 710631.5137 | 663380.4374
Region | Technology | 2023-24 | 2024-25 | 2025-26 | 2026-27 | 2027-28 | 2028-29 | 2029-30 | 2030-31 | 2031-32 | 2032-33 | 2033-34 | 2034-35 | 2035-36 | 2036-37 | 2037-38 | 2038-39 | 2039-40 | 2040-41 | 2041-42 | 2042-43 | 2043-44 | 2044-45 | 2045-46 | 2046-47 | 2047-48 | 2048-49 | 2049-50
SA1 | Black Coal | 0 | 0 | 0 | 0 | 0 | 0 | 0 | 0 | 0 | 0 | 0 | 0 | 0 | 0 | 0 | 0 | 0 | 0 | 0 | 0 | 0 | 0 | 0 | 0 | 0 | 0 | 0
SA1 | Brown Coal | 0 | 0 | 0 | 0 | 0 | 0 | 0 | 0 | 0 | 0 | 0 | 0 | 0 | 0 | 0 | 0 | 0 | 0 | 0 | 0 | 0 | 0 | 0 | 0 | 0 | 0 | 0
SA1 | CCGT | 0 | 0 | 0 | 0 | 0 | 0 | 0 | 0 | 0 | 0 | 0 | 0 | 0 | 0 | 0 | 0 | 0 | 0 | 0 | 0 | 0 | 0 | 0 | 0 | 0 | 0 | 0
SA1 | Gas - Steam | 0 | 0 | 0 | 0 | 0 | 0 | 0 | 0 | 0 | 0 | 0 | 0 | 0 | 0 | 0 | 0 | 0 | 0 | 0 | 0 | 0 | 0 | 0 | 0 | 0 | 0 | 0
SA1 | OCGT / Diesel | 0 | 0.013641 | 0.012937 | 0.014722 | 0.014031 | 0.013328 | 0.012695 | 0.014177 | 0.013541 | 0.015001 | 0.014301 | 0.014451 | 0.044331 | 0.041946 | 0.066758 | 0.063301 | 0.06027 | 0.057012 | 0.054066 | 0.051299 | 1240.8112 | 1172.8251 | 1111.6826 | 1053.7276 | 1001.4569 | 946.5853 | 897.2338
SA1 | Hydro | 0 | 0 | 0 | 0 | 0 | 0 | 0 | 0 | 0 | 0 | 0 | 0 | 0 | 0 | 0 | 0 | 0 | 0 | 0 | 0 | 0 | 0 | 0 | 0 | 0 | 0 | 0
SA1 | Hydrogen Turbine | 0 | 0 | 0 | 0 | 0 | 0 | 0 | 0 | 0 | 0 | 0 | 0 | 0 | 0 | 0 | 0 | 0 | 0 | 0 | 0 | 0 | 0 | 0 | 0 | 0 | 0 | 0
SA1 | Wind | 0 | 58375.2788 | 55332.0179 | 89737.5013 | 85286.0402 | 164816.4577 | 178714.576 | 181330.4413 | 172335.4544 | 178756.3595 | 177575.3394 | 168317.8594 | 159968.8297 | 162103.4095 | 194463.3419 | 191589.6075 | 200142.9549 | 192598.7893 | 182558.0946 | 202027.4168 | 192524.7215 | 194216.9431 | 184091.892 | 229034.7843 | 244687.1552 | 239812.9282 | 233218.7294
SA1 | Solar PV | 0 | 0.094713 | 0.12058 | 0.11906 | 0.11341 | 0.10929 | 0.10676 | 0.16468 | 0.15663 | 14639.4787 | 13876.2833 | 37155.1258 | 35312.0268 | 33377.217 | 60152.3488 | 57016.4455 | 59098.657 | 98044.5817 | 112795.1896 | 114448.7453 | 169932.2723 | 160621.3725 | 152247.7466 | 149750.5615 | 142949.7828 | 140625.9634 | 135411.6611
SA1 | Grid Battery | 0 | 0.045077 | 0.05421 | 0.10852 | 0.10442 | 0.098782 | 0.094798 | 0.52112 | 0.49831 | 31846.0367 | 30185.8174 | 28612.1495 | 38937.4258 | 36803.9739 | 45576.2704 | 43200.257 | 41057.291 | 61395.1419 | 75621.4301 | 71679.0859 | 93178.5581 | 94890.3942 | 89943.4979 | 85254.4816 | 81025.3901 | 76585.862 | 72593.2708
SA1 | Pumped Hydro | 0 | 0 | 0.087788 | 0.12002 | 0.11604 | 0.1109 | 0.10786 | 0.12881 | 0.12272 | 0.12008 | 0.11558 | 0.1111 | 0.12567 | 0.11984 | 0.14722 | 0.14005 | 0.13447 | 0.1353 | 0.14315 | 0.14721 | 0.14373 | 0.1625 | 0.15452 | 0.14673 | 0.13979 | 0.13271 | 0.13394
SA1 | VPP | 0 | 0 | 0 | 0 | 0 | 0 | 0 | 0 | 0 | 0 | 0 | 0 | 0 | 0 | 0 | 0 | 0 | 0 | 0 | 0 | 0 | 0 | 0 | 0 | 0 | 0 | 0
Total excluding storage |  | 0 | 58375.4322 | 55332.2934 | 89737.8636 | 85286.3881 | 164816.7901 | 178714.8981 | 181331.2701 | 172336.2456 | 225242.01 | 221637.57 | 234085.2603 | 234218.4523 | 232284.7622 | 300192.1751 | 291806.5133 | 300299.0976 | 352038.7052 | 370974.9115 | 388155.4464 | 456876.5069 | 450901.6974 | 427394.9736 | 465093.7017 | 469663.9248 | 457971.4716 | 442121.0291
Region | Technology | 2023-24 | 2024-25 | 2025-26 | 2026-27 | 2027-28 | 2028-29 | 2029-30 | 2030-31 | 2031-32 | 2032-33 | 2033-34 | 2034-35 | 2035-36 | 2036-37 | 2037-38 | 2038-39 | 2039-40 | 2040-41 | 2041-42 | 2042-43 | 2043-44 | 2044-45 | 2045-46 | 2046-47 | 2047-48 | 2048-49 | 2049-50
TAS1 | Black Coal | 0 | 0 | 0 | 0 | 0 | 0 | 0 | 0 | 0 | 0 | 0 | 0 | 0 | 0 | 0 | 0 | 0 | 0 | 0 | 0 | 0 | 0 | 0 | 0 | 0 | 0 | 0
TAS1 | Brown Coal | 0 | 0 | 0 | 0 | 0 | 0 | 0 | 0 | 0 | 0 | 0 | 0 | 0 | 0 | 0 | 0 | 0 | 0 | 0 | 0 | 0 | 0 | 0 | 0 | 0 | 0 | 0
TAS1 | CCGT | 0 | 0 | 0 | 0 | 0 | 0 | 0 | 0 | 0 | 0 | 0 | 0 | 0 | 0 | 0 | 0 | 0 | 0 | 0 | 0 | 0 | 0 | 0 | 0 | 0 | 0 | 0
TAS1 | Gas - Steam | 0 | 0 | 0 | 0 | 0 | 0 | 0 | 0 | 0 | 0 | 0 | 0 | 0 | 0 | 0 | 0 | 0 | 0 | 0 | 0 | 0 | 0 | 0 | 0 | 0 | 0 | 0
TAS1 | OCGT / Diesel | 0 | 0.012482 | 0.011831 | 0.011264 | 0.011044 | 0.011 | 0.011143 | 0.013055 | 0.012487 | 0.013965 | 0.013307 | 0.012699 | 0.029827 | 0.028239 | 0.030976 | 0.029401 | 0.028001 | 0.0265 | 0.025241 | 0.023993 | 0.023468 | 0.043277 | 0.041056 | 0.038954 | 0.037064 | 0.035074 | 0.030016
TAS1 | Hydro | 0 | 0 | 0 | 0 | 0 | 0 | 0 | 0 | 0 | 0 | 0 | 0 | 0 | 0 | 0 | 0 | 0 | 0 | 0 | 0 | 0 | 0 | 0 | 0 | 0 | 0 | 0
TAS1 | Hydrogen Turbine | 0 | 0 | 0 | 0 | 0 | 0 | 0 | 0 | 0 | 0 | 0 | 0 | 0 | 0 | 0 | 0 | 0 | 0 | 0 | 0 | 0 | 0 | 0 | 0 | 0 | 0 | 0
TAS1 | Wind | 0 | 86733.2077 | 82211.5716 | 80000.8604 | 88907.3332 | 91009.1243 | 135545.1118 | 129135.7208 | 228883.4195 | 216418.7078 | 205136.2178 | 194441.9136 | 184796.523 | 174671.1843 | 165565.1057 | 156933.7508 | 149801.4454 | 145316.8759 | 137741.1149 | 130560.2992 | 124083.7891 | 117285.0118 | 111170.6291 | 105375.0068 | 100147.8265 | 94660.5445 | 67001.2737
TAS1 | Solar PV | 0 | 0.027231 | 0.025863 | 0.02712 | 0.025935 | 0.024672 | 0.024315 | 0.028482 | 0.027206 | 0.033291 | 0.031656 | 0.038129 | 0.036298 | 0.034536 | 0.035715 | 0.034217 | 0.040198 | 3835.9555 | 3635.977 | 3446.4241 | 3275.4639 | 3096.0011 | 2934.5983 | 2781.6106 | 2643.6275 | 2498.7894 | 2368.5137
TAS1 | Grid Battery | 0 | 0.033049 | 0.038468 | 0.041704 | 0.047865 | 0.045361 | 0.05212 | 0.086363 | 0.096762 | 0.12281 | 0.11681 | 0.11093 | 0.10597 | 0.10069 | 0.10743 | 0.10237 | 0.097823 | 0.092849 | 0.088885 | 0.084706 | 0.086809 | 0.097137 | 0.089887 | 0.084339 | 0.081585 | 0.084316 | 0.09177
TAS1 | Pumped Hydro | 0 | 0 | 0.087472 | 0.092838 | 0.10569 | 0.11059 | 0.16374 | 3765.7454 | 3578.9517 | 36667.023 | 34755.4737 | 32943.5781 | 38236.5379 | 36141.4886 | 39823.7165 | 37747.5993 | 35875.1109 | 33909.4482 | 32141.658 | 30466.0273 | 28954.7452 | 28421.5912 | 26939.8971 | 25535.4479 | 24268.7494 | 22939.0214 | 21743.1533
TAS1 | VPP | 0 | 0 | 0 | 0 | 0 | 0 | 0 | 0 | 0 | 0 | 0 | 0 | 0 | 0 | 0 | 0 | 0 | 0 | 0 | 0 | 0 | 0 | 0 | 0 | 0 | 0 | 0
Total excluding storage |  | 0 | 86733.2804 | 82211.7353 | 80001.0334 | 88907.5238 | 91009.316 | 135545.3631 | 132901.594 | 232462.5077 | 253085.9009 | 239891.8532 | 227385.6534 | 223033.233 | 210812.8364 | 205388.9964 | 194681.5161 | 185676.7223 | 183062.3989 | 173518.864 | 164472.8593 | 156314.1084 | 148802.7445 | 141045.2554 | 133692.1886 | 127060.322 | 120098.4747 | 91113.0625

## Option 3A_Rehab Cost
Rehabilition cost by technology ($000s) - Option 3A, Step Change Scenario
Rehab | Real June 2021 dollars discounted to 1 July 2021
Explicitly modelled generation
Region | Technology | 2023-24 | 2024-25 | 2025-26 | 2026-27 | 2027-28 | 2028-29 | 2029-30 | 2030-31 | 2031-32 | 2032-33 | 2033-34 | 2034-35 | 2035-36 | 2036-37 | 2037-38 | 2038-39 | 2039-40 | 2040-41 | 2041-42 | 2042-43 | 2043-44 | 2044-45 | 2045-46 | 2046-47 | 2047-48 | 2048-49 | 2049-50
NEM | Black Coal | 0 | 0 | 0 | 0 | 0 | 0 | 0 | 0 | 0 | 0 | 0 | 0 | 0 | 0 | 0 | 0 | 0 | 0 | 0 | 0 | 0 | 0 | 0 | 0 | 0 | 0 | 0
NEM | Brown Coal | 0 | 0 | 0 | 0 | 0 | 0 | 0 | 0 | 0 | 0 | 0 | 0 | 0 | 0 | 0 | 0 | 0 | 0 | 0 | 0 | 0 | 0 | 0 | 0 | 0 | 0 | 0
NEM | CCGT | 0 | 0 | 0 | 0 | 0 | 0 | 0 | 0 | 0 | 0 | 0 | 0 | 0 | 0 | 0 | 0 | 0 | 0 | 0 | 0 | 0 | 0 | 0 | 0 | 0 | 0 | 0
NEM | Gas - Steam | 0 | 0 | 0 | 0 | 0 | 0 | 0 | 0 | 0 | 0 | 0 | 0 | 0 | 0 | 0 | 0 | 0 | 0 | 0 | 0 | 0 | 0 | 0 | 0 | 0 | 0 | 0
NEM | OCGT / Diesel | 0 | 0 | 0 | 0 | 0 | 0 | 0 | 0 | 0 | 0 | 0 | 0 | 0 | 0 | 0 | 0 | 0 | 0 | 0 | 0 | 0 | 0 | 0 | 0 | 0 | 0 | 0
NEM | Hydro | 0 | 0 | 0 | 0 | 0 | 0 | 0 | 0 | 0 | 0 | 0 | 0 | 0 | 0 | 0 | 0 | 0 | 0 | 0 | 0 | 0 | 0 | 0 | 0 | 0 | 0 | 0
NEM | Hydrogen Turbine | 0 | 0 | 0 | 0 | 0 | 0 | 0 | 0 | 0 | 0 | 0 | 0 | 0 | 0 | 0 | 0 | 0 | 0 | 0 | 0 | 0 | 0 | 0 | 0 | 0 | 0 | 0
NEM | Wind | 0 | 0 | 0 | 0 | 0 | 0 | 0 | 0 | 0 | 0 | 0 | 0 | 0 | 0 | 0 | 0 | 0 | 0 | 0 | 0 | 0 | 0 | 0 | 0 | 0 | 0 | 0
NEM | Solar PV | 0 | 0 | 0 | 0 | 0 | 0 | 0 | 0 | 0 | 0 | 0 | 0 | 0 | 0 | 0 | 0 | 0 | 0 | 0 | 0 | 0 | 0 | 0 | 0 | 0 | 0 | 0
NEM | Grid Battery | 0 | 0 | 0 | 0 | 0 | 0 | 0 | 0 | 0 | 0 | 0 | 0 | 0 | 0 | 0 | 0 | 0 | 0 | 0 | 0 | 0 | 0 | 0 | 0 | 0 | 0 | 0
NEM | Pumped Hydro | 0 | 0 | 0 | 0 | 0 | 0 | 0 | 0 | 0 | 0 | 0 | 0 | 0 | 0 | 0 | 0 | 0 | 0 | 0 | 0 | 0 | 0 | 0 | 0 | 0 | 0 | 0
NEM | VPP | 0 | 0 | 0 | 0 | 0 | 0 | 0 | 0 | 0 | 0 | 0 | 0 | 0 | 0 | 0 | 0 | 0 | 0 | 0 | 0 | 0 | 0 | 0 | 0 | 0 | 0 | 0
Total excluding storage |  | 0 | 0 | 0 | 0 | 0 | 0 | 0 | 0 | 0 | 0 | 0 | 0 | 0 | 0 | 0 | 0 | 0 | 0 | 0 | 0 | 0 | 0 | 0 | 0 | 0 | 0 | 0
Region | Technology | 2023-24 | 2024-25 | 2025-26 | 2026-27 | 2027-28 | 2028-29 | 2029-30 | 2030-31 | 2031-32 | 2032-33 | 2033-34 | 2034-35 | 2035-36 | 2036-37 | 2037-38 | 2038-39 | 2039-40 | 2040-41 | 2041-42 | 2042-43 | 2043-44 | 2044-45 | 2045-46 | 2046-47 | 2047-48 | 2048-49 | 2049-50
NSW1 | Black Coal | 0 | 0 | 0 | 0 | 0 | 0 | 0 | 0 | 0 | 0 | 0 | 0 | 0 | 0 | 0 | 0 | 0 | 0 | 0 | 0 | 0 | 0 | 0 | 0 | 0 | 0 | 0
NSW1 | Brown Coal | 0 | 0 | 0 | 0 | 0 | 0 | 0 | 0 | 0 | 0 | 0 | 0 | 0 | 0 | 0 | 0 | 0 | 0 | 0 | 0 | 0 | 0 | 0 | 0 | 0 | 0 | 0
NSW1 | CCGT | 0 | 0 | 0 | 0 | 0 | 0 | 0 | 0 | 0 | 0 | 0 | 0 | 0 | 0 | 0 | 0 | 0 | 0 | 0 | 0 | 0 | 0 | 0 | 0 | 0 | 0 | 0
NSW1 | Gas - Steam | 0 | 0 | 0 | 0 | 0 | 0 | 0 | 0 | 0 | 0 | 0 | 0 | 0 | 0 | 0 | 0 | 0 | 0 | 0 | 0 | 0 | 0 | 0 | 0 | 0 | 0 | 0
NSW1 | OCGT / Diesel | 0 | 0 | 0 | 0 | 0 | 0 | 0 | 0 | 0 | 0 | 0 | 0 | 0 | 0 | 0 | 0 | 0 | 0 | 0 | 0 | 0 | 0 | 0 | 0 | 0 | 0 | 0
NSW1 | Hydro | 0 | 0 | 0 | 0 | 0 | 0 | 0 | 0 | 0 | 0 | 0 | 0 | 0 | 0 | 0 | 0 | 0 | 0 | 0 | 0 | 0 | 0 | 0 | 0 | 0 | 0 | 0
NSW1 | Hydrogen Turbine | 0 | 0 | 0 | 0 | 0 | 0 | 0 | 0 | 0 | 0 | 0 | 0 | 0 | 0 | 0 | 0 | 0 | 0 | 0 | 0 | 0 | 0 | 0 | 0 | 0 | 0 | 0
NSW1 | Wind | 0 | 0 | 0 | 0 | 0 | 0 | 0 | 0 | 0 | 0 | 0 | 0 | 0 | 0 | 0 | 0 | 0 | 0 | 0 | 0 | 0 | 0 | 0 | 0 | 0 | 0 | 0
NSW1 | Solar PV | 0 | 0 | 0 | 0 | 0 | 0 | 0 | 0 | 0 | 0 | 0 | 0 | 0 | 0 | 0 | 0 | 0 | 0 | 0 | 0 | 0 | 0 | 0 | 0 | 0 | 0 | 0
NSW1 | Grid Battery | 0 | 0 | 0 | 0 | 0 | 0 | 0 | 0 | 0 | 0 | 0 | 0 | 0 | 0 | 0 | 0 | 0 | 0 | 0 | 0 | 0 | 0 | 0 | 0 | 0 | 0 | 0
NSW1 | Pumped Hydro | 0 | 0 | 0 | 0 | 0 | 0 | 0 | 0 | 0 | 0 | 0 | 0 | 0 | 0 | 0 | 0 | 0 | 0 | 0 | 0 | 0 | 0 | 0 | 0 | 0 | 0 | 0
NSW1 | VPP | 0 | 0 | 0 | 0 | 0 | 0 | 0 | 0 | 0 | 0 | 0 | 0 | 0 | 0 | 0 | 0 | 0 | 0 | 0 | 0 | 0 | 0 | 0 | 0 | 0 | 0 | 0
Total excluding storage |  | 0 | 0 | 0 | 0 | 0 | 0 | 0 | 0 | 0 | 0 | 0 | 0 | 0 | 0 | 0 | 0 | 0 | 0 | 0 | 0 | 0 | 0 | 0 | 0 | 0 | 0 | 0
Region | Technology | 2023-24 | 2024-25 | 2025-26 | 2026-27 | 2027-28 | 2028-29 | 2029-30 | 2030-31 | 2031-32 | 2032-33 | 2033-34 | 2034-35 | 2035-36 | 2036-37 | 2037-38 | 2038-39 | 2039-40 | 2040-41 | 2041-42 | 2042-43 | 2043-44 | 2044-45 | 2045-46 | 2046-47 | 2047-48 | 2048-49 | 2049-50
QLD1 | Black Coal | 0 | 0 | 0 | 0 | 0 | 0 | 0 | 0 | 0 | 0 | 0 | 0 | 0 | 0 | 0 | 0 | 0 | 0 | 0 | 0 | 0 | 0 | 0 | 0 | 0 | 0 | 0
QLD1 | Brown Coal | 0 | 0 | 0 | 0 | 0 | 0 | 0 | 0 | 0 | 0 | 0 | 0 | 0 | 0 | 0 | 0 | 0 | 0 | 0 | 0 | 0 | 0 | 0 | 0 | 0 | 0 | 0
QLD1 | CCGT | 0 | 0 | 0 | 0 | 0 | 0 | 0 | 0 | 0 | 0 | 0 | 0 | 0 | 0 | 0 | 0 | 0 | 0 | 0 | 0 | 0 | 0 | 0 | 0 | 0 | 0 | 0
QLD1 | Gas - Steam | 0 | 0 | 0 | 0 | 0 | 0 | 0 | 0 | 0 | 0 | 0 | 0 | 0 | 0 | 0 | 0 | 0 | 0 | 0 | 0 | 0 | 0 | 0 | 0 | 0 | 0 | 0
QLD1 | OCGT / Diesel | 0 | 0 | 0 | 0 | 0 | 0 | 0 | 0 | 0 | 0 | 0 | 0 | 0 | 0 | 0 | 0 | 0 | 0 | 0 | 0 | 0 | 0 | 0 | 0 | 0 | 0 | 0
QLD1 | Hydro | 0 | 0 | 0 | 0 | 0 | 0 | 0 | 0 | 0 | 0 | 0 | 0 | 0 | 0 | 0 | 0 | 0 | 0 | 0 | 0 | 0 | 0 | 0 | 0 | 0 | 0 | 0
QLD1 | Hydrogen Turbine | 0 | 0 | 0 | 0 | 0 | 0 | 0 | 0 | 0 | 0 | 0 | 0 | 0 | 0 | 0 | 0 | 0 | 0 | 0 | 0 | 0 | 0 | 0 | 0 | 0 | 0 | 0
QLD1 | Wind | 0 | 0 | 0 | 0 | 0 | 0 | 0 | 0 | 0 | 0 | 0 | 0 | 0 | 0 | 0 | 0 | 0 | 0 | 0 | 0 | 0 | 0 | 0 | 0 | 0 | 0 | 0
QLD1 | Solar PV | 0 | 0 | 0 | 0 | 0 | 0 | 0 | 0 | 0 | 0 | 0 | 0 | 0 | 0 | 0 | 0 | 0 | 0 | 0 | 0 | 0 | 0 | 0 | 0 | 0 | 0 | 0
QLD1 | Grid Battery | 0 | 0 | 0 | 0 | 0 | 0 | 0 | 0 | 0 | 0 | 0 | 0 | 0 | 0 | 0 | 0 | 0 | 0 | 0 | 0 | 0 | 0 | 0 | 0 | 0 | 0 | 0
QLD1 | Pumped Hydro | 0 | 0 | 0 | 0 | 0 | 0 | 0 | 0 | 0 | 0 | 0 | 0 | 0 | 0 | 0 | 0 | 0 | 0 | 0 | 0 | 0 | 0 | 0 | 0 | 0 | 0 | 0
QLD1 | VPP | 0 | 0 | 0 | 0 | 0 | 0 | 0 | 0 | 0 | 0 | 0 | 0 | 0 | 0 | 0 | 0 | 0 | 0 | 0 | 0 | 0 | 0 | 0 | 0 | 0 | 0 | 0
Total excluding storage |  | 0 | 0 | 0 | 0 | 0 | 0 | 0 | 0 | 0 | 0 | 0 | 0 | 0 | 0 | 0 | 0 | 0 | 0 | 0 | 0 | 0 | 0 | 0 | 0 | 0 | 0 | 0
Region | Technology | 2023-24 | 2024-25 | 2025-26 | 2026-27 | 2027-28 | 2028-29 | 2029-30 | 2030-31 | 2031-32 | 2032-33 | 2033-34 | 2034-35 | 2035-36 | 2036-37 | 2037-38 | 2038-39 | 2039-40 | 2040-41 | 2041-42 | 2042-43 | 2043-44 | 2044-45 | 2045-46 | 2046-47 | 2047-48 | 2048-49 | 2049-50
VIC1 | Black Coal | 0 | 0 | 0 | 0 | 0 | 0 | 0 | 0 | 0 | 0 | 0 | 0 | 0 | 0 | 0 | 0 | 0 | 0 | 0 | 0 | 0 | 0 | 0 | 0 | 0 | 0 | 0
VIC1 | Brown Coal | 0 | 0 | 0 | 0 | 0 | 0 | 0 | 0 | 0 | 0 | 0 | 0 | 0 | 0 | 0 | 0 | 0 | 0 | 0 | 0 | 0 | 0 | 0 | 0 | 0 | 0 | 0
VIC1 | CCGT | 0 | 0 | 0 | 0 | 0 | 0 | 0 | 0 | 0 | 0 | 0 | 0 | 0 | 0 | 0 | 0 | 0 | 0 | 0 | 0 | 0 | 0 | 0 | 0 | 0 | 0 | 0
VIC1 | Gas - Steam | 0 | 0 | 0 | 0 | 0 | 0 | 0 | 0 | 0 | 0 | 0 | 0 | 0 | 0 | 0 | 0 | 0 | 0 | 0 | 0 | 0 | 0 | 0 | 0 | 0 | 0 | 0
VIC1 | OCGT / Diesel | 0 | 0 | 0 | 0 | 0 | 0 | 0 | 0 | 0 | 0 | 0 | 0 | 0 | 0 | 0 | 0 | 0 | 0 | 0 | 0 | 0 | 0 | 0 | 0 | 0 | 0 | 0
VIC1 | Hydro | 0 | 0 | 0 | 0 | 0 | 0 | 0 | 0 | 0 | 0 | 0 | 0 | 0 | 0 | 0 | 0 | 0 | 0 | 0 | 0 | 0 | 0 | 0 | 0 | 0 | 0 | 0
VIC1 | Hydrogen Turbine | 0 | 0 | 0 | 0 | 0 | 0 | 0 | 0 | 0 | 0 | 0 | 0 | 0 | 0 | 0 | 0 | 0 | 0 | 0 | 0 | 0 | 0 | 0 | 0 | 0 | 0 | 0
VIC1 | Wind | 0 | 0 | 0 | 0 | 0 | 0 | 0 | 0 | 0 | 0 | 0 | 0 | 0 | 0 | 0 | 0 | 0 | 0 | 0 | 0 | 0 | 0 | 0 | 0 | 0 | 0 | 0
VIC1 | Solar PV | 0 | 0 | 0 | 0 | 0 | 0 | 0 | 0 | 0 | 0 | 0 | 0 | 0 | 0 | 0 | 0 | 0 | 0 | 0 | 0 | 0 | 0 | 0 | 0 | 0 | 0 | 0
VIC1 | Grid Battery | 0 | 0 | 0 | 0 | 0 | 0 | 0 | 0 | 0 | 0 | 0 | 0 | 0 | 0 | 0 | 0 | 0 | 0 | 0 | 0 | 0 | 0 | 0 | 0 | 0 | 0 | 0
VIC1 | Pumped Hydro | 0 | 0 | 0 | 0 | 0 | 0 | 0 | 0 | 0 | 0 | 0 | 0 | 0 | 0 | 0 | 0 | 0 | 0 | 0 | 0 | 0 | 0 | 0 | 0 | 0 | 0 | 0
VIC1 | VPP | 0 | 0 | 0 | 0 | 0 | 0 | 0 | 0 | 0 | 0 | 0 | 0 | 0 | 0 | 0 | 0 | 0 | 0 | 0 | 0 | 0 | 0 | 0 | 0 | 0 | 0 | 0
Total excluding storage |  | 0 | 0 | 0 | 0 | 0 | 0 | 0 | 0 | 0 | 0 | 0 | 0 | 0 | 0 | 0 | 0 | 0 | 0 | 0 | 0 | 0 | 0 | 0 | 0 | 0 | 0 | 0
Region | Technology | 2023-24 | 2024-25 | 2025-26 | 2026-27 | 2027-28 | 2028-29 | 2029-30 | 2030-31 | 2031-32 | 2032-33 | 2033-34 | 2034-35 | 2035-36 | 2036-37 | 2037-38 | 2038-39 | 2039-40 | 2040-41 | 2041-42 | 2042-43 | 2043-44 | 2044-45 | 2045-46 | 2046-47 | 2047-48 | 2048-49 | 2049-50
SA1 | Black Coal | 0 | 0 | 0 | 0 | 0 | 0 | 0 | 0 | 0 | 0 | 0 | 0 | 0 | 0 | 0 | 0 | 0 | 0 | 0 | 0 | 0 | 0 | 0 | 0 | 0 | 0 | 0
SA1 | Brown Coal | 0 | 0 | 0 | 0 | 0 | 0 | 0 | 0 | 0 | 0 | 0 | 0 | 0 | 0 | 0 | 0 | 0 | 0 | 0 | 0 | 0 | 0 | 0 | 0 | 0 | 0 | 0
SA1 | CCGT | 0 | 0 | 0 | 0 | 0 | 0 | 0 | 0 | 0 | 0 | 0 | 0 | 0 | 0 | 0 | 0 | 0 | 0 | 0 | 0 | 0 | 0 | 0 | 0 | 0 | 0 | 0
SA1 | Gas - Steam | 0 | 0 | 0 | 0 | 0 | 0 | 0 | 0 | 0 | 0 | 0 | 0 | 0 | 0 | 0 | 0 | 0 | 0 | 0 | 0 | 0 | 0 | 0 | 0 | 0 | 0 | 0
SA1 | OCGT / Diesel | 0 | 0 | 0 | 0 | 0 | 0 | 0 | 0 | 0 | 0 | 0 | 0 | 0 | 0 | 0 | 0 | 0 | 0 | 0 | 0 | 0 | 0 | 0 | 0 | 0 | 0 | 0
SA1 | Hydro | 0 | 0 | 0 | 0 | 0 | 0 | 0 | 0 | 0 | 0 | 0 | 0 | 0 | 0 | 0 | 0 | 0 | 0 | 0 | 0 | 0 | 0 | 0 | 0 | 0 | 0 | 0
SA1 | Hydrogen Turbine | 0 | 0 | 0 | 0 | 0 | 0 | 0 | 0 | 0 | 0 | 0 | 0 | 0 | 0 | 0 | 0 | 0 | 0 | 0 | 0 | 0 | 0 | 0 | 0 | 0 | 0 | 0
SA1 | Wind | 0 | 0 | 0 | 0 | 0 | 0 | 0 | 0 | 0 | 0 | 0 | 0 | 0 | 0 | 0 | 0 | 0 | 0 | 0 | 0 | 0 | 0 | 0 | 0 | 0 | 0 | 0
SA1 | Solar PV | 0 | 0 | 0 | 0 | 0 | 0 | 0 | 0 | 0 | 0 | 0 | 0 | 0 | 0 | 0 | 0 | 0 | 0 | 0 | 0 | 0 | 0 | 0 | 0 | 0 | 0 | 0
SA1 | Grid Battery | 0 | 0 | 0 | 0 | 0 | 0 | 0 | 0 | 0 | 0 | 0 | 0 | 0 | 0 | 0 | 0 | 0 | 0 | 0 | 0 | 0 | 0 | 0 | 0 | 0 | 0 | 0
SA1 | Pumped Hydro | 0 | 0 | 0 | 0 | 0 | 0 | 0 | 0 | 0 | 0 | 0 | 0 | 0 | 0 | 0 | 0 | 0 | 0 | 0 | 0 | 0 | 0 | 0 | 0 | 0 | 0 | 0
SA1 | VPP | 0 | 0 | 0 | 0 | 0 | 0 | 0 | 0 | 0 | 0 | 0 | 0 | 0 | 0 | 0 | 0 | 0 | 0 | 0 | 0 | 0 | 0 | 0 | 0 | 0 | 0 | 0
Total excluding storage |  | 0 | 0 | 0 | 0 | 0 | 0 | 0 | 0 | 0 | 0 | 0 | 0 | 0 | 0 | 0 | 0 | 0 | 0 | 0 | 0 | 0 | 0 | 0 | 0 | 0 | 0 | 0
Region | Technology | 2023-24 | 2024-25 | 2025-26 | 2026-27 | 2027-28 | 2028-29 | 2029-30 | 2030-31 | 2031-32 | 2032-33 | 2033-34 | 2034-35 | 2035-36 | 2036-37 | 2037-38 | 2038-39 | 2039-40 | 2040-41 | 2041-42 | 2042-43 | 2043-44 | 2044-45 | 2045-46 | 2046-47 | 2047-48 | 2048-49 | 2049-50
TAS1 | Black Coal | 0 | 0 | 0 | 0 | 0 | 0 | 0 | 0 | 0 | 0 | 0 | 0 | 0 | 0 | 0 | 0 | 0 | 0 | 0 | 0 | 0 | 0 | 0 | 0 | 0 | 0 | 0
TAS1 | Brown Coal | 0 | 0 | 0 | 0 | 0 | 0 | 0 | 0 | 0 | 0 | 0 | 0 | 0 | 0 | 0 | 0 | 0 | 0 | 0 | 0 | 0 | 0 | 0 | 0 | 0 | 0 | 0
TAS1 | CCGT | 0 | 0 | 0 | 0 | 0 | 0 | 0 | 0 | 0 | 0 | 0 | 0 | 0 | 0 | 0 | 0 | 0 | 0 | 0 | 0 | 0 | 0 | 0 | 0 | 0 | 0 | 0
TAS1 | Gas - Steam | 0 | 0 | 0 | 0 | 0 | 0 | 0 | 0 | 0 | 0 | 0 | 0 | 0 | 0 | 0 | 0 | 0 | 0 | 0 | 0 | 0 | 0 | 0 | 0 | 0 | 0 | 0
TAS1 | OCGT / Diesel | 0 | 0 | 0 | 0 | 0 | 0 | 0 | 0 | 0 | 0 | 0 | 0 | 0 | 0 | 0 | 0 | 0 | 0 | 0 | 0 | 0 | 0 | 0 | 0 | 0 | 0 | 0
TAS1 | Hydro | 0 | 0 | 0 | 0 | 0 | 0 | 0 | 0 | 0 | 0 | 0 | 0 | 0 | 0 | 0 | 0 | 0 | 0 | 0 | 0 | 0 | 0 | 0 | 0 | 0 | 0 | 0
TAS1 | Hydrogen Turbine | 0 | 0 | 0 | 0 | 0 | 0 | 0 | 0 | 0 | 0 | 0 | 0 | 0 | 0 | 0 | 0 | 0 | 0 | 0 | 0 | 0 | 0 | 0 | 0 | 0 | 0 | 0
TAS1 | Wind | 0 | 0 | 0 | 0 | 0 | 0 | 0 | 0 | 0 | 0 | 0 | 0 | 0 | 0 | 0 | 0 | 0 | 0 | 0 | 0 | 0 | 0 | 0 | 0 | 0 | 0 | 0
TAS1 | Solar PV | 0 | 0 | 0 | 0 | 0 | 0 | 0 | 0 | 0 | 0 | 0 | 0 | 0 | 0 | 0 | 0 | 0 | 0 | 0 | 0 | 0 | 0 | 0 | 0 | 0 | 0 | 0
TAS1 | Grid Battery | 0 | 0 | 0 | 0 | 0 | 0 | 0 | 0 | 0 | 0 | 0 | 0 | 0 | 0 | 0 | 0 | 0 | 0 | 0 | 0 | 0 | 0 | 0 | 0 | 0 | 0 | 0
TAS1 | Pumped Hydro | 0 | 0 | 0 | 0 | 0 | 0 | 0 | 0 | 0 | 0 | 0 | 0 | 0 | 0 | 0 | 0 | 0 | 0 | 0 | 0 | 0 | 0 | 0 | 0 | 0 | 0 | 0
TAS1 | VPP | 0 | 0 | 0 | 0 | 0 | 0 | 0 | 0 | 0 | 0 | 0 | 0 | 0 | 0 | 0 | 0 | 0 | 0 | 0 | 0 | 0 | 0 | 0 | 0 | 0 | 0 | 0
Total excluding storage |  | 0 | 0 | 0 | 0 | 0 | 0 | 0 | 0 | 0 | 0 | 0 | 0 | 0 | 0 | 0 | 0 | 0 | 0 | 0 | 0 | 0 | 0 | 0 | 0 | 0 | 0 | 0

## Option 3A_REZ Tx Cost
REZ transmission expansion cost by region ($000s) - Option 3A, Step Change Scenario
REZ Expansion | Real June 2021 dollars discounted to 1 July 2021. As with the total capital costs, the REZ transmission expansion costs are annualised for modelling purposes.
Explicitly modelled generation
Region | Technology | 2023-24 | 2024-25 | 2025-26 | 2026-27 | 2027-28 | 2028-29 | 2029-30 | 2030-31 | 2031-32 | 2032-33 | 2033-34 | 2034-35 | 2035-36 | 2036-37 | 2037-38 | 2038-39 | 2039-40 | 2040-41 | 2041-42 | 2042-43 | 2043-44 | 2044-45 | 2045-46 | 2046-47 | 2047-48 | 2048-49 | 2049-50 | Sum | Raw | Equal
NSW1 | Transmission | 0 | 0.0010215 | 0.0012472 | 0.001598 | 0.0016604 | 0.0021904 | 0.0033529 | 0.0055426 | 0.0056394 | 9458.9735 | 15725.6698 | 14905.8483 | 14166.4361 | 13390.2313 | 12822.6577 | 12496.7807 | 11876.8758 | 11226.1206 | 10640.8731 | 24572.8704 | 30025.5275 | 28380.374 | 26900.8308 | 58582.628 | 68714.7392 | 72173.2793 | 68410.6922 | 504471.4306 | 504471.4306 | TRUE
QLD1 | Transmission | 69.5156 | 65.8388 | 62.4069 | 80.1426 | 89.2 | 51595.1525 | 48987.1924 | 54703.477 | 54365.6601 | 73683.7363 | 82894.3914 | 81336.1458 | 77511.1502 | 74732.2906 | 111607.4212 | 108374.2663 | 139364.6426 | 150946.2294 | 150322.5577 | 192852.5724 | 209064.2934 | 198032.811 | 190504.5838 | 201237.9581 | 200734.3581 | 203795.1303 | 207670.161 | 2864683.2857 | 2864683.2857 | TRUE
VIC1 | Transmission | 0 | 0.00033186 | 0.00035565 | 0.00036632 | 0.00035769 | 0.00035612 | 0.0003762 | 0.00041007 | 0.0005506 | 0.00057806 | 21051.7864 | 19954.3 | 18964.4568 | 17925.3602 | 16990.8628 | 16105.0834 | 15306.1825 | 14467.5288 | 13713.2975 | 12998.3864 | 12353.5948 | 11676.7188 | 11067.9802 | 10490.9771 | 9970.5684 | 11940.8237 | 13023.7216 | 248001.6333 | 248001.6333 | TRUE
SA1 | Transmission | 57.1304 | 1392.9611 | 1387.7054 | 2534.0975 | 2408.3925 | 2304.2872 | 2185.8235 | 2071.9083 | 2218.3179 | 3863.2983 | 3661.8988 | 3470.9964 | 3298.8183 | 3118.0705 | 15579.4406 | 15679.9529 | 15001.4213 | 17575.0628 | 17499.4491 | 20095.8119 | 31078.3993 | 30992.7853 | 29416.3439 | 38728.2266 | 43279.0971 | 41053.2989 | 39593.5578 | 389546.5536 | 389546.5536 | TRUE
TAS1 | Transmission | 0 | 0.00077418 | 59.1486 | 420.5229 | 2753.7861 | 2602.9025 | 2467.2063 | 2338.5842 | 2222.5779 | 2100.7993 | 1991.279 | 1887.4683 | 1793.8395 | 1695.5518 | 1607.1582 | 1523.3727 | 1447.8051 | 1368.4773 | 1297.1349 | 1229.5119 | 1168.5214 | 1104.496 | 1046.9159 | 992.3375 | 943.1121 | 891.4374 | 844.9644 | 37798.9119 | 37798.9119 | TRUE
NEM | Total | 126.646 | 1458.802 | 1509.2625 | 3034.765 | 5251.3807 | 56502.3448 | 53640.2259 | 59113.9755 | 58806.5621 | 89106.8079 | 125325.0254 | 121554.7588 | 115734.7009 | 110861.5045 | 158607.5406 | 154179.4559 | 182996.9274 | 195583.4189 | 193473.3123 | 251749.1529 | 283690.3364 | 270187.1851 | 258936.6546 | 310032.1272 | 323641.8749 | 329853.9696 | 329543.0971

## Option 3A_USE+DSP Cost
USE+DSP cost by region ($000s) - Option 3A, Step Change Scenario
USE+DSP | Real June 2021 dollars discounted to 1 July 2021
Explicitly modelled generation
Region | Technology | 2023-24 | 2024-25 | 2025-26 | 2026-27 | 2027-28 | 2028-29 | 2029-30 | 2030-31 | 2031-32 | 2032-33 | 2033-34 | 2034-35 | 2035-36 | 2036-37 | 2037-38 | 2038-39 | 2039-40 | 2040-41 | 2041-42 | 2042-43 | 2043-44 | 2044-45 | 2045-46 | 2046-47 | 2047-48 | 2048-49 | 2049-50
NSW1 | USE+DSP | 32851.5622 | 37690.1205 | 111090.7223 | 1193.8477 | 14430.4737 | 18.4745 | 0.22289 | 816.916 | 0.22368 | 812.6791 | 870.7234 | 14.7629 | 1265.5344 | 232.4521 | 6443.3045 | 0.22804 | 453.469 | 4046.5227 | 3201.8741 | 5923.8096 | 11923.0201 | 7592.5735 | 10018.3446 | 11119.8022 | 10312.4933 | 11276.1728 | 12671.2754
QLD1 | USE+DSP | 0.026315 | 0.026081 | 0.026603 | 521.6681 | 22.9117 | 76209.5259 | 0.027386 | 2827.3161 | 1679.8485 | 778.8574 | 1550.4953 | 2658.6675 | 3128.1583 | 753.1387 | 7102.5526 | 0.02805 | 8113.1082 | 5151.0953 | 5324.3645 | 11163.3259 | 22388.8695 | 19110.1161 | 43861.5574 | 55557.9933 | 52917.3814 | 52713.1534 | 52452.2458
VIC1 | USE+DSP | 26910.3932 | 20807.3892 | 24.6252 | 32342.3239 | 432.4008 | 0.2852 | 80.3318 | 1479.6447 | 0.28433 | 838.9597 | 5.6557 | 53.1504 | 2974.3059 | 412.3686 | 5957.3586 | 0.29539 | 758.4512 | 2094.9655 | 3008.5203 | 3663.0295 | 5277.8663 | 11315.1984 | 2426.3295 | 2844.7105 | 3018.7628 | 3879.6669 | 6856.9619
SA1 | USE+DSP | 808.6643 | 0.030881 | 8.8153 | 849.1814 | 246.0894 | 0.031626 | 0.031566 | 858.5294 | 0.031607 | 1219.2223 | 0.032353 | 14.796 | 933.5721 | 99.086 | 8365.0315 | 0.032828 | 475.9277 | 2194.7165 | 1799.5092 | 2701.8067 | 4645.5815 | 3715.2633 | 3532.4933 | 3741.2311 | 4454.7026 | 5197.4524 | 5642.8086
TAS1 | USE+DSP | 0.018596 | 0.018372 | 0.01849 | 0.018576 | 0.01862 | 0.018677 | 0.018881 | 44.7453 | 0.019286 | 43.8568 | 0.019637 | 13.2139 | 612.8375 | 79.3883 | 316.7626 | 0.019655 | 214.8916 | 699.3943 | 769.2383 | 960.7214 | 1622.9002 | 1516.3547 | 929.686 | 1455.5642 | 1418.7697 | 2410.0092 | 1892.418
NEM | Total | 60570.6646 | 58497.585 | 111124.2078 | 34907.0396 | 15131.8943 | 76228.3359 | 80.6325 | 6027.1514 | 1680.4074 | 3693.5753 | 2426.9264 | 2754.5908 | 8914.4082 | 1576.4337 | 28185.0097 | 0.60396 | 10015.8477 | 14186.6944 | 14103.5065 | 24412.6931 | 45858.2376 | 43249.5059 | 60768.4109 | 74719.3012 | 72122.1098 | 75476.4549 | 79515.7098

## Option 5_CF
Annual capacity factor by technology - Option 5, Step Change Scenario
Explicitly modelled generation
Region | Technology | 2023-24 | 2024-25 | 2025-26 | 2026-27 | 2027-28 | 2028-29 | 2029-30 | 2030-31 | 2031-32 | 2032-33 | 2033-34 | 2034-35 | 2035-36 | 2036-37 | 2037-38 | 2038-39 | 2039-40 | 2040-41 | 2041-42 | 2042-43 | 2043-44 | 2044-45 | 2045-46 | 2046-47 | 2047-48 | 2048-49 | 2049-50
NEM | Black Coal | 58.97% | 51.64% | 52.7% | 63.32% | 60.31% | 61.89% | 63.39% | 59.81% | 57.69% | 58.57% | 62.52% | 62.43% | 54.62% | 53.17% | 55.82% | 52.88% | 56.01% | 44.52% | 43.4% | - | - | - | - | - | - | - | -
NEM | Brown Coal | 68.74% | 60.14% | 65.81% | 62.99% | 63.45% | 63.57% | 66.08% | 63.9% | 50.94% | - | - | - | - | - | - | - | - | - | - | - | - | - | - | - | - | - | -
NEM | CCGT | 8.139% | 6.613% | 12.99% | 16.41% | 16.82% | 19.65% | 22.78% | 26.93% | 23.81% | 23.15% | 31.13% | 35.6% | 26.67% | 28.05% | 27.78% | 31.15% | 30.9% | 26.5% | 22.17% | 25.77% | 27.35% | 21.81% | 24.07% | 28.83% | 28.42% | 28.05% | 28.74%
NEM | Gas - Steam | 0.9866% | 0.9478% | 2.998% | 3.749% | 2.487% | 5.239% | 4.396% | 23.11% | 4.063% | 8.969% | 7.862% | 14.01% | 8.18% | 11.7% | 12.82% | 13.75% | - | - | - | - | - | - | - | - | - | - | -
NEM | OCGT / Diesel | 0.3093% | 0.2412% | 0.5401% | 0.5882% | 0.434% | 0.604% | 0.499% | 2.302% | 1.097% | 1.814% | 3.548% | 6.622% | 3.726% | 4.998% | 3.971% | 3.84% | 9.62% | 9.433% | 4.759% | 6.589% | 10.26% | 5.637% | 7.248% | 8.641% | 6.338% | 7.944% | 7.862%
NEM | Hydro | 26.72% | 24.28% | 24.83% | 24.01% | 20.33% | 25.02% | 26.94% | 26.22% | 24.81% | 23.75% | 25.85% | 26.38% | 24.17% | 22.31% | 26.55% | 24.21% | 22.39% | 21.69% | 20.78% | 23.52% | 23.6% | 21.98% | 21.03% | 27.52% | 26% | 26.01% | 25.02%
NEM | Hydrogen Turbine | bar: 2023-24 to 2049-50
NEM | Wind | 32.73% | 33.39% | 34.04% | 35.47% | 37.27% | 36.2% | 35.91% | 34.95% | 36.67% | 35.36% | 34.51% | 33.91% | 35.05% | 36.07% | 34.86% | 34.93% | 34% | 34.08% | 33.56% | 32.76% | 32% | 32.85% | 33.79% | 32.75% | 31.9% | 31.59% | 31.21%
NEM | Solar PV | 26.37% | 22.23% | 23.45% | 24.67% | 24.43% | 22.41% | 23.54% | 24.3% | 24.66% | 24.82% | 24.36% | 23.69% | 24.42% | 24.5% | 20.77% | 21.94% | 21.62% | 20.28% | 21.26% | 20.87% | 19.88% | 20.01% | 20.54% | 17.82% | 17.87% | 18.81% | 18.27%
NEM | Grid Battery | 4.764% | 4.718% | 7.355% | 11.15% | 15.27% | 17.39% | 17.61% | 19.31% | 18.64% | 20.92% | 19.84% | 19.17% | 19.93% | 20.13% | 18.38% | 18.67% | 20.12% | 19.25% | 21.07% | 20.4% | 19.58% | 19.25% | 20.1% | 16.87% | 16.62% | 17.34% | 16.53%
NEM | Pumped Hydro | 7.63% | 12.57% | 13.03% | 19.42% | 9.903% | 13.35% | 14.74% | 19.34% | 19.81% | 18.85% | 20.41% | 20.43% | 21.36% | 22.07% | 20.17% | 20.73% | 20.7% | 18.04% | 18.75% | 18.89% | 16.99% | 15.99% | 15.69% | 16.58% | 14.41% | 14.7% | 12.92%
NEM | VPP | 7.928% | 8.09% | 8.67% | 8.501% | 8.239% | 7.729% | 7.549% | 7.48% | 7.272% | 7.254% | 7.19% | 6.912% | 7.027% | 7.029% | 6.623% | 6.522% | 6.666% | 6.387% | 6.628% | 6.496% | 6.312% | 6.473% | 6.665% | 6.274% | 6.181% | 6.318% | 6.147%
Region | Technology | 2023-24 | 2024-25 | 2025-26 | 2026-27 | 2027-28 | 2028-29 | 2029-30 | 2030-31 | 2031-32 | 2032-33 | 2033-34 | 2034-35 | 2035-36 | 2036-37 | 2037-38 | 2038-39 | 2039-40 | 2040-41 | 2041-42 | 2042-43 | 2043-44 | 2044-45 | 2045-46 | 2046-47 | 2047-48 | 2048-49 | 2049-50
NSW1 | Black Coal | 57.9% | 48.25% | 44.38% | 64.22% | 58.52% | 64.25% | 66.91% | 57.53% | 56.46% | 57.22% | 61.36% | 63.12% | 55.39% | 49.25% | 54.79% | 54.64% | - | - | - | - | - | - | - | - | - | - | -
NSW1 | Brown Coal | bar: 2023-24 to 2049-50
NSW1 | CCGT | 0.3544% | 0.1615% | 7.973% | 17.46% | 19.77% | 17.01% | 28.49% | 28.89% | 26.39% | 23.96% | 36.28% | 42.76% | 27.67% | 28.84% | 30.87% | 36.8% | 37.14% | 29.32% | 25.14% | 30.15% | - | - | - | - | - | - | -
NSW1 | Gas - Steam | bar: 2023-24 to 2049-50
NSW1 | OCGT / Diesel | 0.05169% | 0.02283% | 0.1553% | 0.1465% | 0.1205% | 0.02448% | 0.0001828% | 0.663% | 0.1184% | 0.5212% | 1.049% | 3.845% | 1.723% | 3.123% | 1.716% | 2.263% | 7.4% | 9.203% | 4.193% | 5.124% | 9.399% | 5.661% | 8.493% | 7.394% | 7.018% | 6.547% | 7.987%
NSW1 | Hydro | 9.225% | 12.9% | 13.51% | 13.59% | 11.34% | 16.27% | 13.8% | 14.02% | 13.26% | 11.79% | 14.45% | 15.09% | 13.98% | 12.33% | 17.09% | 14.38% | 12.73% | 12.28% | 11.18% | 13.02% | 13.38% | 12.1% | 10.38% | 16.15% | 15.73% | 15.67% | 15.19%
NSW1 | Hydrogen Turbine | bar: 2023-24 to 2049-50
NSW1 | Wind | 36.21% | 33.89% | 34.03% | 35.41% | 35.91% | 36.37% | 34.49% | 34.21% | 33.99% | 34.05% | 33.22% | 32.68% | 34.04% | 34.04% | 34.44% | 32.84% | 32.46% | 30.53% | 31.94% | 30.57% | 29.43% | 30.56% | 31.08% | 32.07% | 29.63% | 29.43% | 27.75%
NSW1 | Solar PV | 26.9% | 21.22% | 22.17% | 24.47% | 24.69% | 22.42% | 23.25% | 24.67% | 24.45% | 24.71% | 24.35% | 23.65% | 25.07% | 24.82% | 21.14% | 21.7% | 22.42% | 20.75% | 21.77% | 20.59% | 19.48% | 20.48% | 20.9% | 18.54% | 17.52% | 18.78% | 18.18%
NSW1 | Grid Battery | 4.715% | 5.73% | 12.26% | 23.82% | 24.35% | 22.18% | 22.45% | 24.23% | 22.91% | 23.87% | 22.24% | 20.73% | 22.6% | 22.58% | 21.24% | 21.11% | 21.71% | 20.57% | 22.7% | 20.96% | 18.92% | 19.98% | 20.49% | 17.68% | 16.86% | 18.26% | 18.19%
NSW1 | Pumped Hydro | 5.258% | 10.45% | 17.34% | 27.2% | 8.96% | 14.7% | 16.04% | 21.27% | 21.84% | 20.95% | 23.02% | 23.03% | 24.11% | 25.36% | 23.91% | 22.4% | 20.92% | 16.1% | 18.09% | 18.26% | 15.82% | 14.42% | 15% | 18.91% | 14.68% | 14.45% | 11.85%
NSW1 | VPP | 6.822% | 7.851% | 8.797% | 8.675% | 8.39% | 7.766% | 7.492% | 7.569% | 7.344% | 7.399% | 7.353% | 7.038% | 7.207% | 7.085% | 6.762% | 6.641% | 6.82% | 6.533% | 6.746% | 6.601% | 6.318% | 6.61% | 6.681% | 6.32% | 6.186% | 6.427% | 6.385%
Region | Technology | 2023-24 | 2024-25 | 2025-26 | 2026-27 | 2027-28 | 2028-29 | 2029-30 | 2030-31 | 2031-32 | 2032-33 | 2033-34 | 2034-35 | 2035-36 | 2036-37 | 2037-38 | 2038-39 | 2039-40 | 2040-41 | 2041-42 | 2042-43 | 2043-44 | 2044-45 | 2045-46 | 2046-47 | 2047-48 | 2048-49 | 2049-50
QLD1 | Black Coal | 60.08% | 55.11% | 62.03% | 62.58% | 61.53% | 60.2% | 61.25% | 61.81% | 58.76% | 60.11% | 63.46% | 61.87% | 54% | 56.39% | 56.67% | 51.44% | 56.01% | 44.52% | 43.4% | - | - | - | - | - | - | - | -
QLD1 | Brown Coal | bar: 2023-24 to 2049-50
QLD1 | CCGT | 7.297% | 6.109% | 12.06% | 18.12% | 18.93% | 22.09% | 24.66% | 29.06% | 28.03% | 26.57% | 36.07% | 39.36% | 32.13% | 34.37% | 31.42% | 34.44% | 34.34% | 30.49% | 25.26% | 28.98% | 32.67% | 26.05% | 35.88% | 62.14% | 61.26% | 60.47% | 61.95%
QLD1 | Gas - Steam | bar: 2023-24 to 2049-50
QLD1 | OCGT / Diesel | 0.01426% | 3.323e-06% | 0.01584% | 0.1076% | 0.1439% | 0.1133% | 0.05246% | 2.515% | 2.114% | 2.055% | 7.825% | 10.05% | 7.468% | 10.33% | 5.095% | 4.231% | 9.764% | 8.807% | 4.012% | 7.243% | 8.959% | 5.463% | 8.208% | 10.2% | 4.409% | 6.68% | 6.129%
QLD1 | Hydro | 54.44% | 54.49% | 55.85% | 53.53% | 54.61% | 55.54% | 55.05% | 54.61% | 54.44% | 54.6% | 54.09% | 53.62% | 53.17% | 53.4% | 37.93% | 35.66% | 28.75% | 26.85% | 25.44% | - | - | - | - | - | - | - | -
QLD1 | Hydrogen Turbine | bar: 2023-24 to 2049-50
QLD1 | Wind | 40.72% | 36.74% | 38.81% | 38.6% | 39.9% | 37.77% | 37.36% | 36.86% | 36.17% | 35.57% | 33.53% | 33.39% | 32.97% | 35.1% | 34.52% | 34.08% | 33.75% | 31.7% | 32.34% | 31.09% | 31.26% | 30.48% | 32.25% | 31.62% | 30.57% | 31.64% | 29.74%
QLD1 | Solar PV | 26.89% | 24.12% | 26.34% | 26.62% | 25.76% | 23.22% | 25.51% | 25.4% | 26.29% | 25.89% | 25.4% | 24.93% | 24.98% | 24.94% | 21.1% | 23.47% | 21.95% | 21.29% | 22.03% | 22.58% | 22.07% | 21.22% | 21.24% | 18.42% | 19.42% | 20.26% | 19.74%
QLD1 | Grid Battery | 6.123% | 6.096% | 6.218% | 6.298% | 6.3% | 21.47% | 21.45% | 22.73% | 22.34% | 23.15% | 22.11% | 21.98% | 22.18% | 22.66% | 19.66% | 20.69% | 21.65% | 21.96% | 22.31% | 22.89% | 21.68% | 21.14% | 21.61% | 18.16% | 18.95% | 18.61% | 18.59%
QLD1 | Pumped Hydro | 8.628% | 13.47% | 9.287% | 12.65% | 13.09% | 9.499% | 11.04% | 13.87% | 13.84% | 12.09% | 12.76% | 15.04% | 16.13% | 16.01% | 16.81% | 19.53% | 20.37% | 19.11% | 19.14% | 19.53% | 17.56% | 16.67% | 15.47% | 14.87% | 13.69% | 14.33% | 13%
QLD1 | VPP | 8.294% | 8.164% | 8.264% | 8.473% | 8.119% | 7.708% | 7.579% | 7.623% | 7.503% | 7.434% | 7.492% | 7.328% | 7.223% | 7.244% | 6.72% | 6.703% | 6.826% | 6.764% | 6.806% | 6.913% | 6.872% | 6.745% | 6.895% | 6.686% | 6.636% | 6.538% | 6.556%
Region | Technology | 2023-24 | 2024-25 | 2025-26 | 2026-27 | 2027-28 | 2028-29 | 2029-30 | 2030-31 | 2031-32 | 2032-33 | 2033-34 | 2034-35 | 2035-36 | 2036-37 | 2037-38 | 2038-39 | 2039-40 | 2040-41 | 2041-42 | 2042-43 | 2043-44 | 2044-45 | 2045-46 | 2046-47 | 2047-48 | 2048-49 | 2049-50
VIC1 | Black Coal | bar: 2023-24 to 2049-50
VIC1 | Brown Coal | 68.74% | 60.14% | 65.81% | 62.99% | 63.45% | 63.57% | 66.08% | 63.9% | 50.94% | - | - | - | - | - | - | - | - | - | - | - | - | - | - | - | - | - | -
VIC1 | CCGT | bar: 2023-24 to 2049-50
VIC1 | Gas - Steam | 0.386% | 0.4194% | 1.613% | 3.749% | 2.487% | 5.239% | 4.396% | 23.11% | 4.063% | 8.969% | 7.862% | 14.01% | 8.18% | 11.7% | 12.82% | 13.75% | - | - | - | - | - | - | - | - | - | - | -
VIC1 | OCGT / Diesel | 0.1382% | 0.09495% | 0.2359% | 0.8792% | 0.5056% | 0.8589% | 0.5762% | 2.605% | 0.4087% | 2.071% | 1.913% | 5.817% | 2.751% | 2.911% | 4.71% | 3.996% | 12.02% | 10.2% | 5.819% | 7.69% | 11.99% | 5.902% | 6.481% | 9.037% | 7.859% | 11.36% | 10.48%
VIC1 | Hydro | 13.86% | 16.82% | 17.37% | 16.47% | 13.77% | 20.65% | 17.23% | 14.89% | 14.91% | 13.6% | 16.62% | 17.17% | 16.34% | 13.67% | 20.57% | 17.22% | 14.9% | 14.91% | 13.59% | 16.62% | 17.19% | 16.3% | 13.68% | 20.57% | 20.61% | 20.6% | 20.54%
VIC1 | Hydrogen Turbine | bar: 2023-24 to 2049-50
VIC1 | Wind | 28.18% | 29.24% | 30.06% | 31.46% | 35.82% | 33.41% | 34.85% | 32.64% | 37.2% | 33.55% | 34.27% | 33.6% | 35.06% | 36.27% | 32.95% | 35.89% | 33.96% | 37.83% | 34.03% | 34.92% | 34.05% | 35.76% | 36.3% | 32.43% | 34.81% | 32.72% | 35.94%
VIC1 | Solar PV | 23.27% | 19.92% | 20.09% | 20.41% | 19.89% | 19.75% | 19.52% | 19.08% | 21.33% | 23.24% | 22.27% | 21.3% | 21.8% | 22.59% | 19.55% | 19.78% | 19.3% | 18.22% | 19.65% | 18.87% | 18.06% | 19.29% | 20.02% | 16.87% | 17.2% | 17.99% | 17.1%
VIC1 | Grid Battery | 4.881% | 4.527% | 5.315% | 5.227% | 5.034% | 4.804% | 4.741% | 9.542% | 9.448% | 12.41% | 11.55% | 11.05% | 14.19% | 14.04% | 13.71% | 13.69% | 15.82% | 14.73% | 18.8% | 17.1% | 16.39% | 16.38% | 17.16% | 14.79% | 14.49% | 15.65% | 13.31%
VIC1 | Pumped Hydro | - | - | - | - | - | - | - | - | - | - | - | - | - | - | - | - | - | - | - | - | - | 23.99% | 25.02% | 22.98% | 22.12% | 22.06% | 21.95%
VIC1 | VPP | 8.364% | 7.878% | 9.423% | 8.902% | 8.6% | 7.993% | 7.762% | 7.411% | 7.024% | 6.961% | 6.677% | 6.411% | 6.762% | 6.842% | 6.446% | 6.306% | 6.451% | 5.956% | 6.434% | 6.096% | 5.745% | 6.171% | 6.45% | 5.964% | 5.952% | 6.157% | 5.714%
Region | Technology | 2023-24 | 2024-25 | 2025-26 | 2026-27 | 2027-28 | 2028-29 | 2029-30 | 2030-31 | 2031-32 | 2032-33 | 2033-34 | 2034-35 | 2035-36 | 2036-37 | 2037-38 | 2038-39 | 2039-40 | 2040-41 | 2041-42 | 2042-43 | 2043-44 | 2044-45 | 2045-46 | 2046-47 | 2047-48 | 2048-49 | 2049-50
SA1 | Black Coal | bar: 2023-24 to 2049-50
SA1 | Brown Coal | bar: 2023-24 to 2049-50
SA1 | CCGT | 17.25% | 16.1% | 25.07% | 16.81% | 14.6% | 22.21% | 21.31% | 29.45% | 18.26% | 21.22% | 24.15% | 32.3% | 19.83% | 23.91% | - | - | - | - | - | - | - | - | - | - | - | - | -
SA1 | Gas - Steam | 1.362% | 1.278% | 3.863% | - | - | - | - | - | - | - | - | - | - | - | - | - | - | - | - | - | - | - | - | - | - | - | -
SA1 | OCGT / Diesel | 1.298% | 1.178% | 2.398% | 1.721% | 1.348% | 2.094% | 1.988% | 5.692% | 2.898% | 5.115% | 7.172% | 12.1% | 6.827% | 8.056% | 9.789% | 10.53% | 14.99% | 11% | 7.224% | 9.267% | 11.96% | 4.402% | 4.029% | 2.09% | 1.273% | 2.458% | 2.656%
SA1 | Hydro | bar: 2023-24 to 2049-50
SA1 | Hydrogen Turbine | bar: 2023-24 to 2049-50
SA1 | Wind | 32.8% | 32.42% | 31.42% | 34.83% | 34.59% | 33.31% | 33.3% | 31.95% | 34.38% | 32.42% | 33.07% | 29.88% | 34.41% | 34.78% | 32.76% | 33.84% | 31.79% | 33.33% | 31.22% | 31.78% | 29.14% | 32.24% | 32.71% | 31.02% | 31.16% | 29.66% | 30.29%
SA1 | Solar PV | 25.46% | 21.95% | 22.5% | 21.82% | 21.89% | 21.68% | 20.95% | 19.88% | 19.73% | 22.19% | 21.03% | 21.2% | 21.32% | 23.01% | 19.09% | 19.33% | 18.05% | 16.4% | 18.69% | 16.51% | 16.12% | 16.12% | 18.2% | 15.08% | 14.54% | 15.09% | 14.62%
SA1 | Grid Battery | 4.395% | 4.475% | 4.329% | 4.26% | 4.26% | 4.179% | 4.128% | 4.239% | 4.14% | 14.91% | 14.08% | 13.75% | 15.17% | 15.65% | 15.6% | 15.57% | 15.61% | 15.65% | 18.29% | 15.56% | 18.19% | 16.77% | 19.04% | 14.87% | 13.34% | 14.57% | 12.52%
SA1 | Pumped Hydro | bar: 2023-24 to 2049-50
SA1 | VPP | 9.097% | 9.066% | 8.683% | 8.174% | 7.998% | 7.691% | 7.6% | 7.364% | 7.203% | 7.296% | 7.331% | 6.892% | 6.912% | 7.12% | 6.739% | 6.587% | 6.569% | 6.192% | 6.581% | 6.314% | 6.461% | 6.371% | 6.932% | 6.176% | 5.845% | 6.151% | 5.679%
Region | Technology | 2023-24 | 2024-25 | 2025-26 | 2026-27 | 2027-28 | 2028-29 | 2029-30 | 2030-31 | 2031-32 | 2032-33 | 2033-34 | 2034-35 | 2035-36 | 2036-37 | 2037-38 | 2038-39 | 2039-40 | 2040-41 | 2041-42 | 2042-43 | 2043-44 | 2044-45 | 2045-46 | 2046-47 | 2047-48 | 2048-49 | 2049-50
TAS1 | Black Coal | bar: 2023-24 to 2049-50
TAS1 | Brown Coal | bar: 2023-24 to 2049-50
TAS1 | CCGT | bar: 2023-24 to 2049-50
TAS1 | Gas - Steam | bar: 2023-24 to 2049-50
TAS1 | OCGT / Diesel | 7.87e-06% | 1.61e-05% | 1.71e-05% | 0.01198% | 1.876e-05% | 1.998e-05% | 0.08658% | 0.3243% | 0.1281% | 0.5527% | 0.1841% | 1.193% | 0.8097% | 0.8096% | 1.024% | 0.779% | 3.744% | 2.033% | 1.205% | 2.131% | 2.207% | 0.9294% | 1.168% | 1.456% | 0.8401% | 2.654% | 1.748%
TAS1 | Hydro | 53.81% | 40.37% | 40.81% | 39.25% | 33% | 35.74% | 46.9% | 46.65% | 43.27% | 42.74% | 43.65% | 44.09% | 39.47% | 38% | 40.92% | 39.85% | 38.42% | 36.88% | 36.54% | 40.03% | 39.4% | 36.8% | 38.09% | 44.93% | 40.97% | 41.05% | 38.72%
TAS1 | Hydrogen Turbine | bar: 2023-24 to 2049-50
TAS1 | Wind | 37.86% | 44.81% | 47.83% | 48.21% | 50.87% | 47.47% | 47.57% | 46.57% | 48.81% | 48.76% | 46.25% | 47.74% | 48.56% | 50.69% | 48.71% | 47.53% | 46.48% | 50.61% | 49.38% | 47.36% | 49.04% | 50.66% | 52.2% | 50.52% | 49.09% | 48.07% | 51.99%
TAS1 | Solar PV | - | - | - | - | - | - | - | - | - | - | - | - | - | - | - | - | - | 17.1% | 17.93% | 19.97% | 18.62% | 19.8% | 19.84% | 16.92% | 18.84% | 19.1% | 17.9%
TAS1 | Grid Battery | bar: 2023-24 to 2049-50
TAS1 | Pumped Hydro | - | - | - | - | - | - | - | 18.95% | 24.74% | 20.32% | 20.82% | 19.28% | 19.54% | 19.52% | 19.89% | 19.39% | 21.4% | 20.25% | 19.39% | 18.25% | 18.63% | 18.32% | 18.77% | 17.46% | 17.13% | 16.76% | 15.35%
TAS1 | VPP | 0.7731% | 3.512% | 2.959% | 3.492% | 4.273% | 4.372% | 5.208% | 5.67% | 6.326% | 5.783% | 5.688% | 5.029% | 5.059% | 5.003% | 4.661% | 4.423% | 4.991% | 4.761% | 4.899% | 4.654% | 4.53% | 4.659% | 4.724% | 4.171% | 4.297% | 4.423% | 4.112%
Explicitly modelled pumping
Region | Technology | 2023-24 | 2024-25 | 2025-26 | 2026-27 | 2027-28 | 2028-29 | 2029-30 | 2030-31 | 2031-32 | 2032-33 | 2033-34 | 2034-35 | 2035-36 | 2036-37 | 2037-38 | 2038-39 | 2039-40 | 2040-41 | 2041-42 | 2042-43 | 2043-44 | 2044-45 | 2045-46 | 2046-47 | 2047-48 | 2048-49 | 2049-50
NEM | Grid Battery pump | 5.936% | 5.903% | 9.118% | 13.85% | 18.86% | 21.23% | 21.53% | 23.54% | 22.81% | 25.37% | 24.09% | 23.28% | 24.15% | 24.42% | 22.34% | 22.65% | 24.31% | 23.36% | 25.44% | 24.67% | 23.62% | 23.24% | 24.31% | 20.34% | 20.1% | 20.9% | 19.95%
NEM | Pumped Hydro Pump | 11.2% | 19.46% | 18.35% | 26.94% | 16.06% | 17.62% | 20.81% | 25.98% | 27.97% | 25.3% | 28.24% | 26.66% | 28.74% | 30.16% | 26.75% | 27.8% | 27.24% | 24.13% | 24.5% | 25.22% | 21.72% | 21.02% | 21.12% | 21.66% | 19.15% | 19.07% | 16.6%
NEM | VPP pump | 9.3% | 9.528% | 10.21% | 9.993% | 9.705% | 9.084% | 8.891% | 8.793% | 8.575% | 8.524% | 8.46% | 8.136% | 8.261% | 8.268% | 7.807% | 7.678% | 7.824% | 7.534% | 7.782% | 7.649% | 7.42% | 7.615% | 7.853% | 7.371% | 7.285% | 7.42% | 7.229%
Region | Technology | 2023-24 | 2024-25 | 2025-26 | 2026-27 | 2027-28 | 2028-29 | 2029-30 | 2030-31 | 2031-32 | 2032-33 | 2033-34 | 2034-35 | 2035-36 | 2036-37 | 2037-38 | 2038-39 | 2039-40 | 2040-41 | 2041-42 | 2042-43 | 2043-44 | 2044-45 | 2045-46 | 2046-47 | 2047-48 | 2048-49 | 2049-50
NSW1 | Grid Battery pump | 5.593% | 6.822% | 14.77% | 28.68% | 29.39% | 26.68% | 27.09% | 29.16% | 27.68% | 28.73% | 26.79% | 24.98% | 27.2% | 27.2% | 25.68% | 25.44% | 26.1% | 24.88% | 27.3% | 25.24% | 22.78% | 24.08% | 24.76% | 21.23% | 20.39% | 21.92% | 21.92%
NSW1 | Pumped Hydro Pump | 9.076% | 17.36% | 20.34% | 30.79% | 15.08% | 18.47% | 21.86% | 27.27% | 29.7% | 26.92% | 30.66% | 28.45% | 31.07% | 33.18% | 30.01% | 29.45% | 26.65% | 21.35% | 22.87% | 24.2% | 19.15% | 18.59% | 19.94% | 23.54% | 19.02% | 17.62% | 14.6%
NSW1 | VPP pump | 7.999% | 9.241% | 10.35% | 10.21% | 9.874% | 9.134% | 8.814% | 8.905% | 8.663% | 8.689% | 8.652% | 8.284% | 8.473% | 8.335% | 7.98% | 7.814% | 8.002% | 7.708% | 7.914% | 7.769% | 7.433% | 7.775% | 7.878% | 7.418% | 7.299% | 7.542% | 7.511%
Region | Technology | 2023-24 | 2024-25 | 2025-26 | 2026-27 | 2027-28 | 2028-29 | 2029-30 | 2030-31 | 2031-32 | 2032-33 | 2033-34 | 2034-35 | 2035-36 | 2036-37 | 2037-38 | 2038-39 | 2039-40 | 2040-41 | 2041-42 | 2042-43 | 2043-44 | 2044-45 | 2045-46 | 2046-47 | 2047-48 | 2048-49 | 2049-50
QLD1 | Grid Battery pump | 7.269% | 7.257% | 7.423% | 7.477% | 7.5% | 25.86% | 25.84% | 27.37% | 26.99% | 27.84% | 26.65% | 26.53% | 26.67% | 27.28% | 23.77% | 24.89% | 26.06% | 26.52% | 26.88% | 27.6% | 26.1% | 25.47% | 26.01% | 21.93% | 22.77% | 22.44% | 22.37%
QLD1 | Pumped Hydro Pump | 15.01% | 23.22% | 14.7% | 19.91% | 20.68% | 14.35% | 16.75% | 21.06% | 21.1% | 18.26% | 19.28% | 22.02% | 23.54% | 23.54% | 23.21% | 26.47% | 27.63% | 26.27% | 25.91% | 26.58% | 23.65% | 22.66% | 21.31% | 19.9% | 18.49% | 19.54% | 17.29%
QLD1 | VPP pump | 9.731% | 9.605% | 9.749% | 9.951% | 9.551% | 9.068% | 8.916% | 8.968% | 8.851% | 8.726% | 8.82% | 8.633% | 8.491% | 8.515% | 7.93% | 7.876% | 8.019% | 7.972% | 8.004% | 8.134% | 8.083% | 7.936% | 8.108% | 7.875% | 7.797% | 7.698% | 7.704%
Region | Technology | 2023-24 | 2024-25 | 2025-26 | 2026-27 | 2027-28 | 2028-29 | 2029-30 | 2030-31 | 2031-32 | 2032-33 | 2033-34 | 2034-35 | 2035-36 | 2036-37 | 2037-38 | 2038-39 | 2039-40 | 2040-41 | 2041-42 | 2042-43 | 2043-44 | 2044-45 | 2045-46 | 2046-47 | 2047-48 | 2048-49 | 2049-50
VIC1 | Grid Battery pump | 5.797% | 5.407% | 6.326% | 6.206% | 6.01% | 5.701% | 5.662% | 11.43% | 11.37% | 14.91% | 13.88% | 13.28% | 17.06% | 16.9% | 16.51% | 16.55% | 18.98% | 17.81% | 22.6% | 20.69% | 19.67% | 19.74% | 20.76% | 17.73% | 17.54% | 18.76% | 16.03%
VIC1 | Pumped Hydro Pump | - | - | - | - | - | - | - | - | - | - | - | - | - | - | - | - | - | - | - | - | - | 31.57% | 33.28% | 29.88% | 29.46% | 28.96% | 28.88%
VIC1 | VPP pump | 9.812% | 9.295% | 11.09% | 10.46% | 10.14% | 9.384% | 9.155% | 8.7% | 8.287% | 8.184% | 7.856% | 7.539% | 7.948% | 8.049% | 7.585% | 7.441% | 7.567% | 7.031% | 7.547% | 7.193% | 6.739% | 7.259% | 7.611% | 6.994% | 7.025% | 7.222% | 6.722%
Region | Technology | 2023-24 | 2024-25 | 2025-26 | 2026-27 | 2027-28 | 2028-29 | 2029-30 | 2030-31 | 2031-32 | 2032-33 | 2033-34 | 2034-35 | 2035-36 | 2036-37 | 2037-38 | 2038-39 | 2039-40 | 2040-41 | 2041-42 | 2042-43 | 2043-44 | 2044-45 | 2045-46 | 2046-47 | 2047-48 | 2048-49 | 2049-50
SA1 | Grid Battery pump | 5.788% | 5.914% | 5.709% | 5.625% | 5.641% | 5.503% | 5.466% | 5.627% | 5.507% | 18.9% | 17.78% | 17.38% | 19.01% | 19.61% | 19.41% | 19.44% | 19.35% | 19.35% | 22.34% | 19.12% | 22.19% | 20.48% | 23.29% | 18.08% | 16.37% | 17.69% | 15.28%
SA1 | Pumped Hydro Pump | bar: 2023-24 to 2049-50
SA1 | VPP pump | 10.68% | 10.68% | 10.2% | 9.617% | 9.434% | 9.028% | 8.965% | 8.644% | 8.474% | 8.604% | 8.609% | 8.106% | 8.132% | 8.377% | 7.928% | 7.772% | 7.708% | 7.305% | 7.72% | 7.443% | 7.597% | 7.497% | 8.16% | 7.251% | 6.9% | 7.214% | 6.681%
Region | Technology | 2023-24 | 2024-25 | 2025-26 | 2026-27 | 2027-28 | 2028-29 | 2029-30 | 2030-31 | 2031-32 | 2032-33 | 2033-34 | 2034-35 | 2035-36 | 2036-37 | 2037-38 | 2038-39 | 2039-40 | 2040-41 | 2041-42 | 2042-43 | 2043-44 | 2044-45 | 2045-46 | 2046-47 | 2047-48 | 2048-49 | 2049-50
TAS1 | Grid Battery pump | bar: 2023-24 to 2049-50
TAS1 | Pumped Hydro Pump | - | - | - | - | - | - | - | 24.93% | 32.86% | 26.71% | 27.64% | 25.13% | 25.69% | 25.98% | 25.92% | 25.57% | 28.1% | 26.95% | 25.52% | 23.7% | 24.56% | 24.06% | 25.01% | 22.66% | 22.85% | 21.75% | 20.2%
TAS1 | VPP pump | 0.8829% | 4.155% | 3.469% | 4.107% | 5.052% | 5.125% | 6.151% | 6.65% | 7.442% | 6.817% | 6.688% | 5.922% | 5.942% | 5.909% | 5.464% | 5.205% | 5.871% | 5.625% | 5.764% | 5.456% | 5.329% | 5.48% | 5.581% | 4.885% | 5.079% | 5.181% | 4.838%
Non-controllable capacity
Region | Technology | 2023-24 | 2024-25 | 2025-26 | 2026-27 | 2027-28 | 2028-29 | 2029-30 | 2030-31 | 2031-32 | 2032-33 | 2033-34 | 2034-35 | 2035-36 | 2036-37 | 2037-38 | 2038-39 | 2039-40 | 2040-41 | 2041-42 | 2042-43 | 2043-44 | 2044-45 | 2045-46 | 2046-47 | 2047-48 | 2048-49 | 2049-50
NEM | Distributed PV | 14.23% | 13.97% | 13.66% | 14.76% | 14.89% | 13.44% | 14.16% | 14.79% | 15.16% | 15.21% | 14.84% | 14.44% | 15.53% | 15.58% | 13.97% | 14.7% | 15.35% | 15.67% | 15.69% | 15.31% | 14.87% | 15.93% | 15.94% | 14.29% | 15.04% | 15.67% | 15.97%
NEM | Behind the meter battery | 4.897% | 4.862% | 4.791% | 4.705% | 4.639% | 4.529% | 4.488% | 4.437% | 4.376% | 4.329% | 4.385% | 4.417% | 4.433% | 4.398% | 4.361% | 4.299% | 4.266% | 4.207% | 4.151% | 4.111% | 4.152% | 4.184% | 4.217% | 4.239% | 4.261% | 4.237% | 4.213%
NEM | Behind the meter battery pump | 5.764% | 5.722% | 5.638% | 5.537% | 5.461% | 5.329% | 5.283% | 5.222% | 5.15% | 5.095% | 5.16% | 5.199% | 5.218% | 5.177% | 5.133% | 5.06% | 5.021% | 4.95% | 4.886% | 4.838% | 4.886% | 4.925% | 4.963% | 4.99% | 5.016% | 4.988% | 4.958%
Region | Technology | 2023-24 | 2024-25 | 2025-26 | 2026-27 | 2027-28 | 2028-29 | 2029-30 | 2030-31 | 2031-32 | 2032-33 | 2033-34 | 2034-35 | 2035-36 | 2036-37 | 2037-38 | 2038-39 | 2039-40 | 2040-41 | 2041-42 | 2042-43 | 2043-44 | 2044-45 | 2045-46 | 2046-47 | 2047-48 | 2048-49 | 2049-50
NSW1 | Distributed PV | 13.95% | 13.97% | 13.61% | 15.11% | 14.98% | 13.37% | 13.79% | 14.67% | 15.35% | 14.94% | 14.77% | 14.29% | 15.76% | 15.56% | 13.87% | 14.28% | 15.19% | 15.83% | 15.4% | 15.21% | 14.69% | 16.12% | 15.89% | 14.16% | 14.59% | 15.47% | 16.09%
NSW1 | Behind the meter battery | 4.884% | 4.831% | 4.757% | 4.683% | 4.62% | 4.52% | 4.491% | 4.444% | 4.405% | 4.375% | 4.441% | 4.454% | 4.456% | 4.412% | 4.358% | 4.289% | 4.257% | 4.188% | 4.148% | 4.121% | 4.175% | 4.211% | 4.237% | 4.254% | 4.256% | 4.24% | 4.206%
NSW1 | Behind the meter battery pump | 5.747% | 5.687% | 5.598% | 5.511% | 5.44% | 5.32% | 5.287% | 5.232% | 5.182% | 5.148% | 5.225% | 5.24% | 5.245% | 5.193% | 5.129% | 5.046% | 5.012% | 4.928% | 4.883% | 4.849% | 4.911% | 4.959% | 4.986% | 5.008% | 5.011% | 4.991% | 4.951%
Region | Technology | 2023-24 | 2024-25 | 2025-26 | 2026-27 | 2027-28 | 2028-29 | 2029-30 | 2030-31 | 2031-32 | 2032-33 | 2033-34 | 2034-35 | 2035-36 | 2036-37 | 2037-38 | 2038-39 | 2039-40 | 2040-41 | 2041-42 | 2042-43 | 2043-44 | 2044-45 | 2045-46 | 2046-47 | 2047-48 | 2048-49 | 2049-50
QLD1 | Distributed PV | 15.03% | 14.46% | 14.67% | 15.73% | 15.87% | 13.4% | 14.58% | 15.12% | 16% | 15.82% | 15.21% | 15.39% | 16.39% | 16.42% | 13.85% | 15.06% | 15.64% | 16.42% | 16.23% | 15.62% | 15.79% | 16.72% | 16.74% | 14.11% | 15.37% | 15.91% | 16.71%
QLD1 | Behind the meter battery | 4.94% | 4.904% | 4.833% | 4.738% | 4.663% | 4.563% | 4.529% | 4.478% | 4.408% | 4.348% | 4.393% | 4.421% | 4.437% | 4.396% | 4.354% | 4.3% | 4.282% | 4.232% | 4.163% | 4.125% | 4.169% | 4.194% | 4.229% | 4.244% | 4.261% | 4.245% | 4.236%
QLD1 | Behind the meter battery pump | 5.815% | 5.773% | 5.687% | 5.578% | 5.487% | 5.368% | 5.33% | 5.269% | 5.189% | 5.118% | 5.17% | 5.205% | 5.223% | 5.176% | 5.124% | 5.063% | 5.038% | 4.98% | 4.9% | 4.855% | 4.906% | 4.935% | 4.976% | 4.996% | 5.017% | 4.999% | 4.984%
Region | Technology | 2023-24 | 2024-25 | 2025-26 | 2026-27 | 2027-28 | 2028-29 | 2029-30 | 2030-31 | 2031-32 | 2032-33 | 2033-34 | 2034-35 | 2035-36 | 2036-37 | 2037-38 | 2038-39 | 2039-40 | 2040-41 | 2041-42 | 2042-43 | 2043-44 | 2044-45 | 2045-46 | 2046-47 | 2047-48 | 2048-49 | 2049-50
VIC1 | Distributed PV | 13.3% | 13.06% | 12.42% | 13.32% | 13.59% | 13.11% | 13.75% | 14.34% | 13.9% | 14.65% | 14.31% | 13.53% | 14.42% | 14.65% | 13.83% | 14.47% | 15.09% | 14.55% | 15.26% | 14.92% | 14.07% | 14.95% | 15.11% | 14.28% | 14.94% | 15.54% | 14.95%
VIC1 | Behind the meter battery | 4.922% | 4.924% | 4.853% | 4.759% | 4.698% | 4.556% | 4.474% | 4.403% | 4.302% | 4.208% | 4.268% | 4.344% | 4.395% | 4.391% | 4.402% | 4.332% | 4.283% | 4.218% | 4.147% | 4.064% | 4.079% | 4.124% | 4.164% | 4.22% | 4.277% | 4.242% | 4.209%
VIC1 | Behind the meter battery pump | 5.794% | 5.795% | 5.709% | 5.602% | 5.531% | 5.362% | 5.266% | 5.18% | 5.063% | 4.951% | 5.023% | 5.115% | 5.172% | 5.166% | 5.183% | 5.097% | 5.041% | 4.963% | 4.88% | 4.783% | 4.802% | 4.853% | 4.9% | 4.969% | 5.033% | 4.993% | 4.954%
Region | Technology | 2023-24 | 2024-25 | 2025-26 | 2026-27 | 2027-28 | 2028-29 | 2029-30 | 2030-31 | 2031-32 | 2032-33 | 2033-34 | 2034-35 | 2035-36 | 2036-37 | 2037-38 | 2038-39 | 2039-40 | 2040-41 | 2041-42 | 2042-43 | 2043-44 | 2044-45 | 2045-46 | 2046-47 | 2047-48 | 2048-49 | 2049-50
SA1 | Distributed PV | 15.11% | 14.83% | 14.15% | 14.8% | 15.36% | 14.69% | 15.37% | 15.62% | 15.63% | 16.06% | 15.54% | 14.77% | 15.4% | 15.93% | 15.16% | 15.87% | 16.14% | 16.14% | 16.55% | 16% | 15.2% | 15.81% | 16.3% | 15.49% | 16.24% | 16.49% | 16.45%
SA1 | Behind the meter battery | 4.815% | 4.725% | 4.641% | 4.542% | 4.474% | 4.387% | 4.404% | 4.389% | 4.377% | 4.405% | 4.448% | 4.451% | 4.434% | 4.377% | 4.295% | 4.252% | 4.207% | 4.164% | 4.135% | 4.149% | 4.202% | 4.208% | 4.244% | 4.225% | 4.248% | 4.192% | 4.182%
SA1 | Behind the meter battery pump | 5.667% | 5.562% | 5.46% | 5.346% | 5.265% | 5.161% | 5.184% | 5.165% | 5.152% | 5.183% | 5.234% | 5.238% | 5.218% | 5.153% | 5.054% | 5.004% | 4.953% | 4.903% | 4.87% | 4.885% | 4.947% | 4.956% | 4.995% | 4.971% | 4.998% | 4.935% | 4.924%
Region | Technology | 2023-24 | 2024-25 | 2025-26 | 2026-27 | 2027-28 | 2028-29 | 2029-30 | 2030-31 | 2031-32 | 2032-33 | 2033-34 | 2034-35 | 2035-36 | 2036-37 | 2037-38 | 2038-39 | 2039-40 | 2040-41 | 2041-42 | 2042-43 | 2043-44 | 2044-45 | 2045-46 | 2046-47 | 2047-48 | 2048-49 | 2049-50
TAS1 | Distributed PV | 12.03% | 12.09% | 11.56% | 12.4% | 12.42% | 12.16% | 12.24% | 12.52% | 12.4% | 12.76% | 12.71% | 12.11% | 12.89% | 12.83% | 12.48% | 12.53% | 12.81% | 12.66% | 12.97% | 12.94% | 12.31% | 13.07% | 12.97% | 12.63% | 12.69% | 12.99% | 12.77%
TAS1 | Behind the meter battery | 4.891% | 4.832% | 4.753% | 4.664% | 4.597% | 4.506% | 4.479% | 4.427% | 4.378% | 4.382% | 4.417% | 4.439% | 4.429% | 4.4% | 4.347% | 4.292% | 4.268% | 4.207% | 4.152% | 4.139% | 4.176% | 4.183% | 4.231% | 4.218% | 4.232% | 4.231% | 4.186%
TAS1 | Behind the meter battery pump | 5.757% | 5.685% | 5.596% | 5.489% | 5.412% | 5.302% | 5.27% | 5.211% | 5.154% | 5.156% | 5.198% | 5.224% | 5.215% | 5.178% | 5.116% | 5.054% | 5.023% | 4.952% | 4.886% | 4.87% | 4.914% | 4.925% | 4.979% | 4.967% | 4.983% | 4.979% | 4.926%

## Option 5_Generation
Annual sent-out generation by technology (GWh) - Option 5, Step Change Scenario
Explicitly modelled generation
Region | Technology | 2023-24 | 2024-25 | 2025-26 | 2026-27 | 2027-28 | 2028-29 | 2029-30 | 2030-31 | 2031-32 | 2032-33 | 2033-34 | 2034-35 | 2035-36 | 2036-37 | 2037-38 | 2038-39 | 2039-40 | 2040-41 | 2041-42 | 2042-43 | 2043-44 | 2044-45 | 2045-46 | 2046-47 | 2047-48 | 2048-49 | 2049-50
NEM | Black Coal | 85013.7412 | 74441.5865 | 72739.3223 | 67533.2627 | 53652.9052 | 44874.0891 | 40601.4798 | 30975.3263 | 29875.4046 | 26587.321 | 16878.1098 | 16855.8939 | 14747.5317 | 14354.3858 | 15069.9731 | 14277.0535 | 4180.463 | 1661.5546 | 1619.5195 | 0 | 0 | 0 | 0 | 0 | 0 | 0 | 0
NEM | Brown Coal | 29023.9079 | 25393.5274 | 23751.1176 | 18596.1087 | 18731.2696 | 15648.211 | 9956.8287 | 6493.3816 | 5176.489 | 0 | 0 | 0 | 0 | 0 | 0 | 0 | 0 | 0 | 0 | 0 | 0 | 0 | 0 | 0 | 0 | 0 | 0
NEM | CCGT | 2106.7368 | 1607.594 | 3156.987 | 3988.6069 | 4087.5949 | 4777.5687 | 5537.8262 | 6545.7465 | 5786.7735 | 5626.7456 | 7566.4293 | 8653.8212 | 6482.6121 | 5871.6752 | 4527.8731 | 5077.4412 | 4645.6492 | 3984.3469 | 3333.5451 | 3874.7855 | 3058.2132 | 2438.4054 | 1332.6492 | 979.7995 | 965.9016 | 953.5501 | 976.8341
NEM | Gas - Steam | 112.3538 | 107.9411 | 341.3693 | 164.2005 | 108.9299 | 229.4833 | 192.5428 | 1012.3357 | 177.9521 | 392.8242 | 344.3764 | 613.7771 | 358.2717 | 512.6351 | 561.4929 | 602.3478 | 0 | 0 | 0 | 0 | 0 | 0 | 0 | 0 | 0 | 0 | 0
NEM | OCGT / Diesel | 200.0456 | 171.8135 | 384.7593 | 418.9986 | 309.203 | 437.3329 | 361.3074 | 1589.3407 | 757.7891 | 1208.6297 | 2179.3125 | 4000.1608 | 2403.4591 | 3224.0389 | 3103.3222 | 3000.8406 | 7146.7375 | 6908.5491 | 3485.322 | 4771.3673 | 8428.456 | 5095.0255 | 6550.8461 | 8676.4053 | 6039.834 | 9314.9927 | 8861.8775
NEM | Hydro | 17540.2972 | 15936.8603 | 16299.869 | 15758.3134 | 13342.419 | 16422.4829 | 17684.6708 | 17208.9739 | 16285.1588 | 15586.2752 | 16968.8317 | 17311.0226 | 15864.9724 | 14645.2033 | 17224.1602 | 15707.8382 | 14522.97 | 14070.2582 | 13481.8414 | 15122.657 | 15172.8648 | 14133.1361 | 13520.7299 | 17692.8957 | 16720.8163 | 16722.995 | 16085.261
NEM | Hydrogen Turbine | 0 | 0 | 0 | 0 | 0 | 0 | 0 | 0 | 0 | 0 | 0 | 0 | 0 | 0 | 0 | 0 | 0 | 0 | 0 | 0 | 0 | 0 | 0 | 0 | 0 | 0 | 0
NEM | Wind | 28827.292 | 46836.9884 | 47905.0358 | 56555.3913 | 74938.1016 | 88857.9666 | 93212.1682 | 100033.3638 | 108634.2549 | 113580.8491 | 122268.2099 | 120361.0855 | 128711.6162 | 134376.6204 | 142446.5326 | 140858.8195 | 137958.2117 | 138498.9899 | 137322.9896 | 144719.296 | 145199.2556 | 147132.1942 | 149405.6757 | 169278.1362 | 174415.9603 | 175127.6219 | 175987.8648
NEM | Solar PV | 20913.7802 | 19302.0668 | 22136.6896 | 23297.0729 | 23072.8725 | 22520.3644 | 25761.466 | 31256.3804 | 32472.9564 | 39545.6658 | 42266.3963 | 45621.7208 | 47016.1982 | 47825.2744 | 51592.0932 | 56918.6848 | 77252.1872 | 84530.2144 | 96969.1567 | 112239.7357 | 117663.7988 | 117568.4604 | 122100.3924 | 115201.294 | 116944.0587 | 128925.8806 | 132147.5893
NEM | Grid Battery | 419.4152 | 415.3248 | 921.1569 | 1396.5842 | 2755.5865 | 5044.7693 | 5221.6674 | 6326.6688 | 6160.1514 | 11366.9192 | 10962.5374 | 10548.7011 | 12039.2249 | 12076.7807 | 11726.9671 | 11911.3435 | 18423.2848 | 19670.6138 | 28343.4633 | 32396.5496 | 32790.3256 | 34912.7517 | 35720.576 | 30409.1293 | 29048.2065 | 32827.6444 | 31643.6888
NEM | Pumped Hydro | 541.3724 | 892.1293 | 1750.6132 | 2608.8197 | 3119.2851 | 4386.8814 | 4844.0591 | 6420.1179 | 6575.0769 | 7038.3599 | 7621.5059 | 8085.4652 | 8710.4201 | 9000.346 | 11586.6581 | 11905.9268 | 12717.4563 | 11082.7503 | 11521.5021 | 11603.0976 | 10436.5045 | 9927.5868 | 9735.9986 | 11385.8593 | 9893.0128 | 10168.3711 | 8939.8977
NEM | VPP | 221.3514 | 441.5169 | 786.4632 | 1145.9777 | 1546.5575 | 1901.0238 | 2525.7791 | 3062.7831 | 3515.6982 | 4129.971 | 4848.9822 | 5455.6069 | 6364.1074 | 7213.3351 | 7574.2229 | 8206.186 | 8944.7822 | 9071.6887 | 9858.4598 | 10100.7337 | 10235.8145 | 10948.0577 | 11728.3207 | 11491.4399 | 11756.6387 | 12490.3508 | 12597.764
Total excluding storage |  | 184920.2937 | 185547.349 | 190173.383 | 191463.3365 | 195664.7248 | 205100.1735 | 205899.7955 | 210924.4187 | 215417.7049 | 225063.5606 | 231904.6914 | 237507.255 | 242698.4138 | 249100.2948 | 265413.2955 | 268466.4819 | 285791.7418 | 289478.9659 | 305935.7996 | 334828.2225 | 342985.2328 | 342155.6179 | 350095.1886 | 365114.9592 | 365784.4288 | 386531.4064 | 387240.7772
Region | Technology | 2023-24 | 2024-25 | 2025-26 | 2026-27 | 2027-28 | 2028-29 | 2029-30 | 2030-31 | 2031-32 | 2032-33 | 2033-34 | 2034-35 | 2035-36 | 2036-37 | 2037-38 | 2038-39 | 2039-40 | 2040-41 | 2041-42 | 2042-43 | 2043-44 | 2044-45 | 2045-46 | 2046-47 | 2047-48 | 2048-49 | 2049-50
NSW1 | Black Coal | 42248.4382 | 35211.6309 | 32385.5287 | 30661.3523 | 21173.3131 | 19390.672 | 16177.325 | 13909.5746 | 13650.0588 | 13834.9158 | 7471.4 | 7685.1728 | 6743.9578 | 5996.99 | 6671.0554 | 6652.7014 | 0 | 0 | 0 | 0 | 0 | 0 | 0 | 0 | 0 | 0 | 0
NSW1 | Brown Coal | 0 | 0 | 0 | 0 | 0 | 0 | 0 | 0 | 0 | 0 | 0 | 0 | 0 | 0 | 0 | 0 | 0 | 0 | 0 | 0 | 0 | 0 | 0 | 0 | 0 | 0 | 0
NSW1 | CCGT | 13.66 | 6.2263 | 307.3298 | 672.8346 | 762.0933 | 655.5737 | 1098.1398 | 1113.3557 | 1017.1946 | 923.563 | 1398.3357 | 1648.1309 | 1066.5295 | 1111.6421 | 1189.8269 | 1418.324 | 1431.4631 | 1130.3011 | 969.1658 | 1162.0349 | 0 | 0 | 0 | 0 | 0 | 0 | 0
NSW1 | Gas - Steam | 0 | 0 | 0 | 0 | 0 | 0 | 0 | 0 | 0 | 0 | 0 | 0 | 0 | 0 | 0 | 0 | 0 | 0 | 0 | 0 | 0 | 0 | 0 | 0 | 0 | 0 | 0
NSW1 | OCGT / Diesel | 8.5534 | 5.2788 | 35.901 | 33.8656 | 27.8672 | 5.6597 | 0.042266 | 153.272 | 27.3765 | 120.4898 | 242.4156 | 888.9242 | 398.3212 | 721.9729 | 523.9915 | 691.0814 | 2259.995 | 2810.5537 | 1280.4781 | 1564.9879 | 2870.4241 | 1419.7675 | 2130.0672 | 2043.1791 | 1939.2493 | 1858.1927 | 2266.8464
NSW1 | Hydro | 2040.4557 | 2853.2181 | 2989.1708 | 3006.1133 | 2508.058 | 3597.9017 | 3052.6092 | 3102.0063 | 2932.8559 | 2608.2966 | 3196.1674 | 3337.3794 | 3092.9524 | 2727.9036 | 3779.287 | 3180.854 | 2815.5938 | 2715.6592 | 2472.6774 | 2880.5824 | 2958.9603 | 2676.719 | 2296.4044 | 3572.1364 | 3478.2305 | 3465.4554 | 3360.2308
NSW1 | Hydrogen Turbine | 0 | 0 | 0 | 0 | 0 | 0 | 0 | 0 | 0 | 0 | 0 | 0 | 0 | 0 | 0 | 0 | 0 | 0 | 0 | 0 | 0 | 0 | 0 | 0 | 0 | 0 | 0
NSW1 | Wind | 5985.6315 | 13829.4114 | 14037.0378 | 17350.7839 | 27691.4459 | 30576.6282 | 29721.2002 | 29607.9133 | 29419.4086 | 33541.9318 | 34453.3785 | 34565.2574 | 40844.9899 | 42714.8804 | 44685.9153 | 42035.4714 | 41780.9406 | 39072.3048 | 41044.4122 | 43685.7647 | 45561.8137 | 47300.4186 | 48115.3096 | 52990.0657 | 55077.5551 | 53675.5844 | 51069.7333
NSW1 | Solar PV | 8827.0357 | 8289.0619 | 10342.0545 | 11412.1006 | 11519.485 | 11538.5536 | 13992.4379 | 17999.8804 | 17841.0137 | 19755.2552 | 20991.5481 | 20660.0723 | 21903.1913 | 22540.9588 | 23332.4602 | 25021.523 | 32086.7937 | 33010.6367 | 36434.423 | 36762.8644 | 36354.4718 | 38217.8541 | 39005.812 | 38595.2243 | 37805.7133 | 41743.4482 | 43220.2739
NSW1 | Grid Battery | 20.6521 | 25.0998 | 510.0444 | 990.5856 | 2355.8936 | 2874.8001 | 3057.2713 | 3299.4986 | 3120.1646 | 4776.5844 | 4449.5197 | 4148.8516 | 4521.6897 | 4418.4008 | 4157.7494 | 4131.9565 | 7211.8471 | 6836.1327 | 8813.0852 | 8477.7635 | 7927.3173 | 9484.5848 | 8982.7447 | 8211.3153 | 6898.9291 | 8519.129 | 8370.1889
NSW1 | Pumped Hydro | 110.5381 | 219.7609 | 1083.5011 | 1699.8068 | 2178.6709 | 3574.5273 | 3899.7365 | 5171.7069 | 5310.2864 | 5093.615 | 5597.7755 | 5600.0332 | 5861.8596 | 6165.474 | 5814.3728 | 5446.2407 | 5086.9938 | 3913.5038 | 4399.3332 | 4438.6429 | 3845.8987 | 3506.4167 | 3646.4049 | 4598.4223 | 3568.6589 | 3513.9813 | 2881.8124
NSW1 | VPP | 58.0771 | 133.3432 | 247.7268 | 362.7266 | 487.9521 | 601.5714 | 803.039 | 1000.148 | 1169.6108 | 1412.3767 | 1686.511 | 1905.2303 | 2248.693 | 2513.2357 | 2670.7997 | 2885.8022 | 3158.4795 | 3198.0661 | 3452.5202 | 3533.0239 | 3526.1008 | 3848.1582 | 4046.4878 | 3984.4879 | 4050.3154 | 4372.4587 | 4502.3489
Total excluding storage |  | 59313.0418 | 60573.0313 | 61938.2948 | 66190.1694 | 68704.779 | 72815.8876 | 71801.8012 | 75357.3559 | 74487.9698 | 82067.0284 | 79487.0516 | 80439.0521 | 86682.1843 | 88911.4584 | 92825.4582 | 91463.9546 | 95832.1066 | 92687.1582 | 98866.0949 | 102505.6646 | 103044.9867 | 106453.9188 | 108223.2306 | 113994.8309 | 112818.6517 | 117148.2496 | 115671.4345
Region | Technology | 2023-24 | 2024-25 | 2025-26 | 2026-27 | 2027-28 | 2028-29 | 2029-30 | 2030-31 | 2031-32 | 2032-33 | 2033-34 | 2034-35 | 2035-36 | 2036-37 | 2037-38 | 2038-39 | 2039-40 | 2040-41 | 2041-42 | 2042-43 | 2043-44 | 2044-45 | 2045-46 | 2046-47 | 2047-48 | 2048-49 | 2049-50
QLD1 | Black Coal | 42765.303 | 39229.9555 | 40353.7936 | 36871.9104 | 32479.5921 | 25483.4171 | 24424.1548 | 17065.7517 | 16225.3458 | 12752.4052 | 9406.7098 | 9170.7211 | 8003.5739 | 8357.3958 | 8398.9177 | 7624.3521 | 4180.463 | 1661.5546 | 1619.5195 | 0 | 0 | 0 | 0 | 0 | 0 | 0 | 0
QLD1 | Brown Coal | 0 | 0 | 0 | 0 | 0 | 0 | 0 | 0 | 0 | 0 | 0 | 0 | 0 | 0 | 0 | 0 | 0 | 0 | 0 | 0 | 0 | 0 | 0 | 0 | 0 | 0 | 0
QLD1 | CCGT | 1021.4521 | 855.1023 | 1687.9471 | 2536.6676 | 2649.0623 | 3092.6488 | 3451.9815 | 4067.7356 | 3923.5744 | 3719.8139 | 5049.1922 | 5508.8643 | 4497.3499 | 3652.2094 | 3338.0462 | 3659.1172 | 3214.1861 | 2854.0458 | 2364.3793 | 2712.7506 | 3058.2132 | 2438.4054 | 1332.6492 | 979.7995 | 965.9016 | 953.5501 | 976.8341
QLD1 | Gas - Steam | 0 | 0 | 0 | 0 | 0 | 0 | 0 | 0 | 0 | 0 | 0 | 0 | 0 | 0 | 0 | 0 | 0 | 0 | 0 | 0 | 0 | 0 | 0 | 0 | 0 | 0 | 0
QLD1 | OCGT / Diesel | 2.4408 | 0.00056892 | 2.7113 | 18.427 | 24.6434 | 20.7239 | 9.5938 | 459.9227 | 386.6469 | 375.7615 | 1140.7462 | 1362.0405 | 1012.1676 | 1399.5996 | 973.1871 | 808.142 | 1864.8842 | 1681.9969 | 766.2013 | 1383.3484 | 1711.1703 | 1043.4617 | 1567.6261 | 2848.0527 | 1231.206 | 3282.4207 | 2733.1396
QLD1 | Hydro | 726.84 | 727.5041 | 745.6089 | 714.6093 | 729.1024 | 741.5101 | 734.9297 | 729.044 | 726.7948 | 728.8985 | 722.119 | 715.8764 | 709.7669 | 712.8533 | 219.2807 | 206.19 | 166.2383 | 155.2342 | 147.094 | 0 | 0 | 0 | 0 | 0 | 0 | 0 | 0
QLD1 | Hydrogen Turbine | 0 | 0 | 0 | 0 | 0 | 0 | 0 | 0 | 0 | 0 | 0 | 0 | 0 | 0 | 0 | 0 | 0 | 0 | 0 | 0 | 0 | 0 | 0 | 0 | 0 | 0 | 0
QLD1 | Wind | 4043.3219 | 7786.8885 | 8227.3695 | 9951.0297 | 14354.5094 | 23573.6934 | 23453.577 | 28353.917 | 27892.4199 | 31423.9248 | 33264.499 | 33198.8697 | 32777.8173 | 34899.742 | 40756.7334 | 40238.4265 | 39840.2314 | 38052.7387 | 39558.4152 | 41098.1568 | 42656.3778 | 40377.2479 | 42595.8504 | 53883.3123 | 53850.2656 | 58026.1066 | 55199.6784
QLD1 | Solar PV | 8591.7449 | 8012.6123 | 8750.4444 | 8845.4894 | 8559.0623 | 8011.8121 | 8856.9474 | 10440.8338 | 11621.2615 | 14021.3207 | 15767.1683 | 17672.6374 | 17706.5572 | 17419.7609 | 18740.9725 | 22262.4522 | 34189.7205 | 37687.0917 | 40424.2341 | 55352.6909 | 53798.9078 | 51339.1936 | 51988.082 | 49754.8537 | 52296.1705 | 57667.0846 | 60655.0235
QLD1 | Grid Battery | 53.6352 | 53.4005 | 54.4732 | 55.1703 | 55.1888 | 1836.4413 | 1835.085 | 2429.1294 | 2450.0509 | 4539.7234 | 4642.6612 | 4615.3124 | 4656.3873 | 4757.7584 | 4127.8681 | 4344.7394 | 7473.7032 | 7578.997 | 10662.5462 | 16129.0211 | 15271.3249 | 14895.0644 | 15225.7213 | 12791.0707 | 13349.7781 | 14750.0154 | 14732.6108
QLD1 | Pumped Hydro | 430.8343 | 672.3684 | 667.107 | 909.0051 | 940.6057 | 812.3455 | 944.3122 | 1186.3123 | 1183.6976 | 1034.3227 | 1090.9303 | 1621.4831 | 1738.367 | 1725.7447 | 4456.9416 | 5177.7401 | 6215.1755 | 5830.3266 | 5839.7764 | 5957.8656 | 5358.9681 | 5085.6536 | 4720.7352 | 5514.5736 | 5076.343 | 5315.7035 | 4820.6536
QLD1 | VPP | 51.3339 | 108.6893 | 193.2226 | 301.754 | 407.7817 | 523.2769 | 722.9384 | 907.967 | 1057.632 | 1238.0623 | 1480.6416 | 1695.4426 | 1920.7976 | 2182.2751 | 2253.594 | 2476.8389 | 2688.336 | 2815.1995 | 2958.0908 | 3138.0847 | 3250.1245 | 3322.4316 | 3529.0898 | 3556.167 | 3660.348 | 3743.3076 | 3885.6968
Total excluding storage |  | 57686.906 | 57446.5215 | 60682.6778 | 60204.0627 | 60199.548 | 64095.8691 | 64433.5199 | 65640.6134 | 65467.4239 | 69834.233 | 72564.6676 | 75561.2476 | 73022.7846 | 75107.3392 | 83265.5413 | 86797.9984 | 99832.9382 | 98317.185 | 104340.2568 | 125771.918 | 125105.0867 | 118501.4582 | 120959.7541 | 129327.8294 | 130430.0129 | 143738.1885 | 143003.6368
Region | Technology | 2023-24 | 2024-25 | 2025-26 | 2026-27 | 2027-28 | 2028-29 | 2029-30 | 2030-31 | 2031-32 | 2032-33 | 2033-34 | 2034-35 | 2035-36 | 2036-37 | 2037-38 | 2038-39 | 2039-40 | 2040-41 | 2041-42 | 2042-43 | 2043-44 | 2044-45 | 2045-46 | 2046-47 | 2047-48 | 2048-49 | 2049-50
VIC1 | Black Coal | 0 | 0 | 0 | 0 | 0 | 0 | 0 | 0 | 0 | 0 | 0 | 0 | 0 | 0 | 0 | 0 | 0 | 0 | 0 | 0 | 0 | 0 | 0 | 0 | 0 | 0 | 0
VIC1 | Brown Coal | 29023.9079 | 25393.5274 | 23751.1176 | 18596.1087 | 18731.2696 | 15648.211 | 9956.8287 | 6493.3816 | 5176.489 | 0 | 0 | 0 | 0 | 0 | 0 | 0 | 0 | 0 | 0 | 0 | 0 | 0 | 0 | 0 | 0 | 0 | 0
VIC1 | CCGT | 0 | 0 | 0 | 0 | 0 | 0 | 0 | 0 | 0 | 0 | 0 | 0 | 0 | 0 | 0 | 0 | 0 | 0 | 0 | 0 | 0 | 0 | 0 | 0 | 0 | 0 | 0
VIC1 | Gas - Steam | 16.9069 | 18.3709 | 70.6577 | 164.2005 | 108.9299 | 229.4833 | 192.5428 | 1012.3357 | 177.9521 | 392.8242 | 344.3764 | 613.7771 | 358.2717 | 512.6351 | 561.4929 | 602.3478 | 0 | 0 | 0 | 0 | 0 | 0 | 0 | 0 | 0 | 0 | 0
VIC1 | OCGT / Diesel | 22.9958 | 15.8036 | 39.261 | 146.3301 | 84.1525 | 142.9543 | 95.9108 | 433.5203 | 68.0262 | 344.7442 | 289.8553 | 881.5504 | 548.9905 | 580.7938 | 971.6516 | 824.3815 | 2016.1512 | 1710.525 | 976.0774 | 1226.6398 | 3058.3418 | 2422.0364 | 2659.5495 | 3708.6181 | 2822.983 | 4079.5554 | 3765.1385
VIC1 | Hydro | 2748.3677 | 3335.7785 | 3444.6292 | 3267.3314 | 2730.8742 | 4096.4125 | 3417.559 | 2953.4489 | 2956.878 | 2697.7975 | 3296.1569 | 3404.767 | 3240.8734 | 2711.7556 | 4080.2042 | 3415.0753 | 2955.4624 | 2956.9525 | 2696.0622 | 3295.8697 | 3410.1429 | 3232.9104 | 2713.405 | 4079.9782 | 4087.2247 | 4085.2778 | 4073.0031
VIC1 | Hydrogen Turbine | 0 | 0 | 0 | 0 | 0 | 0 | 0 | 0 | 0 | 0 | 0 | 0 | 0 | 0 | 0 | 0 | 0 | 0 | 0 | 0 | 0 | 0 | 0 | 0 | 0 | 0 | 0
VIC1 | Wind | 10176.7205 | 12818.363 | 13178.1659 | 14905.6952 | 17805.6005 | 17751.7177 | 20742.0365 | 23286.3905 | 26537.6003 | 24042.2774 | 30380.9083 | 29216.5833 | 30491.7468 | 31555.6152 | 31054.4166 | 32507.3702 | 31190.3179 | 34453.383 | 30990.1507 | 32719.3102 | 31029.0808 | 31617.7897 | 31235.7291 | 31968.082 | 33586.6237 | 31724.8916 | 35241.6779
VIC1 | Solar PV | 2204.3402 | 1887.7073 | 1903.6835 | 1933.414 | 1884.3772 | 1870.992 | 1849.8577 | 1808.0141 | 2020.7704 | 3861.1676 | 3699.6392 | 4270.8561 | 4370.4824 | 4588.5363 | 4961.6468 | 5020.1414 | 6397.5891 | 6040.3485 | 9626.4778 | 10013.9814 | 13449.5503 | 14300.1639 | 15667.3968 | 13658.478 | 14129.4902 | 15620.6148 | 14892.3447
VIC1 | Grid Battery | 160.4827 | 148.8359 | 174.7464 | 171.8616 | 165.5068 | 157.951 | 155.8745 | 431.0789 | 426.877 | 718.8856 | 613.3673 | 586.7386 | 1206.8483 | 1194.4761 | 1348.8743 | 1347.0163 | 1644.604 | 2233.3024 | 4113.6319 | 3741.689 | 3938.3515 | 4877.3881 | 5109.2899 | 4404.0552 | 4313.3725 | 4659.1581 | 4330.2631
VIC1 | Pumped Hydro | 0 | 0 | 0.0014433 | 0.0032926 | 0.0033687 | 0.0033004 | 0.0033201 | 0.0052453 | 0.0051171 | 0.0050416 | 0.0049815 | 0.0049007 | 0.006727 | 0.0065096 | 0.012412 | 0.012468 | 0.013448 | 0.014041 | 0.015546 | 0.014616 | 0.015409 | 33.7261 | 35.1682 | 32.3056 | 31.1001 | 147.6176 | 146.8509
VIC1 | VPP | 40.8816 | 94.6585 | 210.298 | 317.9577 | 449.937 | 540.9068 | 696.9104 | 794.7713 | 862.7464 | 975.2105 | 1086.4015 | 1211.0182 | 1459.1073 | 1670.9758 | 1766.7525 | 1902.634 | 2083.3402 | 2047.0158 | 2328.9766 | 2307.4181 | 2268.7269 | 2542.2898 | 2765.9386 | 2663.6587 | 2762.5155 | 2972.9887 | 2863.4664
Total excluding storage |  | 44394.6033 | 43713.0451 | 42772.5608 | 39502.9026 | 41960.6511 | 40438.6319 | 37107.5237 | 37212.9465 | 38227.3445 | 33032.9119 | 39710.7098 | 40185.2956 | 41676.3271 | 42814.7945 | 44745.0513 | 45618.9791 | 46287.4781 | 49441.5413 | 50731.3922 | 53304.9228 | 57154.2095 | 59026.3045 | 60186.477 | 60515.1759 | 61733.3097 | 63290.1039 | 65312.7445
Region | Technology | 2023-24 | 2024-25 | 2025-26 | 2026-27 | 2027-28 | 2028-29 | 2029-30 | 2030-31 | 2031-32 | 2032-33 | 2033-34 | 2034-35 | 2035-36 | 2036-37 | 2037-38 | 2038-39 | 2039-40 | 2040-41 | 2041-42 | 2042-43 | 2043-44 | 2044-45 | 2045-46 | 2046-47 | 2047-48 | 2048-49 | 2049-50
SA1 | Black Coal | 0 | 0 | 0 | 0 | 0 | 0 | 0 | 0 | 0 | 0 | 0 | 0 | 0 | 0 | 0 | 0 | 0 | 0 | 0 | 0 | 0 | 0 | 0 | 0 | 0 | 0 | 0
SA1 | Brown Coal | 0 | 0 | 0 | 0 | 0 | 0 | 0 | 0 | 0 | 0 | 0 | 0 | 0 | 0 | 0 | 0 | 0 | 0 | 0 | 0 | 0 | 0 | 0 | 0 | 0 | 0 | 0
SA1 | CCGT | 1071.6247 | 746.2654 | 1161.7101 | 779.1047 | 676.4393 | 1029.3462 | 987.7048 | 1364.6552 | 846.0045 | 983.3687 | 1118.9014 | 1496.826 | 918.7327 | 1107.8237 | 0 | 0 | 0 | 0 | 0 | 0 | 0 | 0 | 0 | 0 | 0 | 0 | 0
SA1 | Gas - Steam | 95.4468 | 89.5702 | 270.7115 | 0 | 0 | 0 | 0 | 0 | 0 | 0 | 0 | 0 | 0 | 0 | 0 | 0 | 0 | 0 | 0 | 0 | 0 | 0 | 0 | 0 | 0 | 0 | 0
SA1 | OCGT / Diesel | 166.0555 | 150.7304 | 306.8858 | 220.189 | 172.5397 | 267.9946 | 254.4105 | 537.5687 | 273.7413 | 359.0164 | 503.4241 | 849.036 | 431.3542 | 509.0477 | 618.5206 | 665.0885 | 947.3203 | 695.1454 | 456.4438 | 585.5649 | 777.3079 | 205.0376 | 187.6684 | 69.1554 | 42.1272 | 81.3386 | 87.871
SA1 | Hydro | 0 | 0 | 0 | 0 | 0 | 0 | 0 | 0 | 0 | 0 | 0 | 0 | 0 | 0 | 0 | 0 | 0 | 0 | 0 | 0 | 0 | 0 | 0 | 0 | 0 | 0 | 0
SA1 | Hydrogen Turbine | 0 | 0 | 0 | 0 | 0 | 0 | 0 | 0 | 0 | 0 | 0 | 0 | 0 | 0 | 0 | 0 | 0 | 0 | 0 | 0 | 0 | 0 | 0 | 0 | 0 | 0 | 0
SA1 | Wind | 6752.385 | 7906.9052 | 7663.569 | 9466.1925 | 9301.259 | 11268.4546 | 11672.1624 | 11291.8056 | 12150.5588 | 11946.7498 | 12195.3403 | 11019.927 | 12023.9824 | 12081.5451 | 13326.3006 | 13760.8009 | 13102.9971 | 13790.3972 | 12919.8302 | 14929.8153 | 13229.3029 | 15334.4295 | 14576.0503 | 17968.3818 | 19785.477 | 19837.0644 | 21645.0321
SA1 | Solar PV | 1290.6594 | 1112.6847 | 1140.5065 | 1106.0682 | 1109.9474 | 1099.0061 | 1062.2223 | 1007.6513 | 989.91 | 1907.9211 | 1808.0394 | 3018.1532 | 3035.9657 | 3276.0167 | 4557.0121 | 4614.5666 | 4578.082 | 7567.489 | 10248.4306 | 9847.7899 | 13816.166 | 13451.0831 | 15178.4191 | 12970.4457 | 12465.1279 | 13643.7818 | 13144.7094
SA1 | Grid Battery | 184.6453 | 187.9872 | 181.8913 | 178.9649 | 178.9952 | 175.5748 | 173.434 | 166.9576 | 163.0536 | 1331.7194 | 1256.9825 | 1197.7919 | 1654.2924 | 1706.1382 | 2092.4672 | 2087.6231 | 2093.1216 | 3022.17 | 4754.1881 | 4048.0641 | 5653.3181 | 5655.6973 | 6402.8032 | 5002.6722 | 4486.1094 | 4899.3232 | 4210.6046
SA1 | Pumped Hydro | 0 | 0 | 0.0013754 | 0.0020305 | 0.002093 | 0.0020724 | 0.0021285 | 0.0027008 | 0.0027481 | 0.002731 | 0.0027388 | 0.002768 | 0.0033912 | 0.0033824 | 0.0041669 | 0.0042305 | 0.0044069 | 0.0048639 | 0.0056932 | 0.0058176 | 0.0059827 | 0.0073633 | 0.0074563 | 0.007236 | 0.0073318 | 0.0074003 | 0.0082213
SA1 | VPP | 70.62 | 100.8085 | 129.4952 | 153.4281 | 183.59 | 211.6446 | 263.9772 | 307.9107 | 356.671 | 428.8468 | 507.3706 | 552.569 | 629.7874 | 728.1165 | 759.7445 | 811.7836 | 858.9783 | 853.8904 | 948.7415 | 952.5051 | 1017.9562 | 1049.0441 | 1189.8483 | 1105.6444 | 1088.9183 | 1193.191 | 1145.1362
Total excluding storage |  | 9631.4368 | 10294.9517 | 10854.7708 | 11903.9495 | 11622.7727 | 14052.023 | 14413.9133 | 14676.5518 | 14779.942 | 16957.6248 | 17390.0611 | 18134.3059 | 18694.1182 | 19408.6913 | 21354.0491 | 21939.8669 | 21580.5038 | 25929.0969 | 29327.6399 | 30363.7452 | 34494.0571 | 35695.299 | 37534.7966 | 37116.3067 | 37867.7671 | 39654.7063 | 40233.3615
Region | Technology | 2023-24 | 2024-25 | 2025-26 | 2026-27 | 2027-28 | 2028-29 | 2029-30 | 2030-31 | 2031-32 | 2032-33 | 2033-34 | 2034-35 | 2035-36 | 2036-37 | 2037-38 | 2038-39 | 2039-40 | 2040-41 | 2041-42 | 2042-43 | 2043-44 | 2044-45 | 2045-46 | 2046-47 | 2047-48 | 2048-49 | 2049-50
TAS1 | Black Coal | 0 | 0 | 0 | 0 | 0 | 0 | 0 | 0 | 0 | 0 | 0 | 0 | 0 | 0 | 0 | 0 | 0 | 0 | 0 | 0 | 0 | 0 | 0 | 0 | 0 | 0 | 0
TAS1 | Brown Coal | 0 | 0 | 0 | 0 | 0 | 0 | 0 | 0 | 0 | 0 | 0 | 0 | 0 | 0 | 0 | 0 | 0 | 0 | 0 | 0 | 0 | 0 | 0 | 0 | 0 | 0 | 0
TAS1 | CCGT | 0 | 0 | 0 | 0 | 0 | 0 | 0 | 0 | 0 | 0 | 0 | 0 | 0 | 0 | 0 | 0 | 0 | 0 | 0 | 0 | 0 | 0 | 0 | 0 | 0 | 0 | 0
TAS1 | Gas - Steam | 0 | 0 | 0 | 0 | 0 | 0 | 0 | 0 | 0 | 0 | 0 | 0 | 0 | 0 | 0 | 0 | 0 | 0 | 0 | 0 | 0 | 0 | 0 | 0 | 0 | 0 | 0
TAS1 | OCGT / Diesel | 0.00012271 | 0.00025111 | 0.00026665 | 0.18673 | 0.00029259 | 0.00031154 | 1.3501 | 5.057 | 1.9982 | 8.6178 | 2.8714 | 18.6097 | 12.6255 | 12.6248 | 15.9714 | 12.1471 | 58.3868 | 10.3281 | 6.1215 | 10.8264 | 11.2119 | 4.7222 | 5.9349 | 7.4001 | 4.2683 | 13.4854 | 8.882
TAS1 | Hydro | 12024.6338 | 9020.3595 | 9120.46 | 8770.2593 | 7374.3844 | 7986.6586 | 10479.5729 | 10424.4748 | 9668.6301 | 9551.2826 | 9754.3884 | 9852.9998 | 8821.3797 | 8492.6908 | 9145.3883 | 8905.7189 | 8585.6754 | 8242.4122 | 8166.0079 | 8946.2049 | 8803.7616 | 8223.5067 | 8510.9205 | 10040.7812 | 9155.3611 | 9172.2617 | 8652.0272
TAS1 | Hydrogen Turbine | 0 | 0 | 0 | 0 | 0 | 0 | 0 | 0 | 0 | 0 | 0 | 0 | 0 | 0 | 0 | 0 | 0 | 0 | 0 | 0 | 0 | 0 | 0 | 0 | 0 | 0 | 0
TAS1 | Wind | 1869.2331 | 4495.4203 | 4798.8936 | 4881.69 | 5785.2868 | 5687.4728 | 7623.1921 | 7493.3374 | 12634.2672 | 12625.9654 | 11974.0838 | 12360.4481 | 12573.0798 | 13124.8376 | 12623.1668 | 12316.7504 | 12043.7247 | 13130.1661 | 12810.1813 | 12286.2489 | 12722.6804 | 12502.3086 | 12882.7364 | 12468.2945 | 12116.0389 | 11863.9749 | 12831.743
TAS1 | Solar PV | 0 | 0.00065418 | 0.00064695 | 0.0007426 | 0.00071376 | 0.00060863 | 0.00063993 | 0.00085163 | 0.00078544 | 0.0011525 | 0.0012104 | 0.0017025 | 0.0016763 | 0.0016681 | 0.0015817 | 0.0016433 | 0.0019305 | 224.6485 | 235.5911 | 262.4091 | 244.7028 | 260.1657 | 260.6825 | 222.2923 | 247.5568 | 250.9513 | 235.2378
TAS1 | Grid Battery | 0 | 0.0013022 | 0.0015253 | 0.0017201 | 0.002076 | 0.0020896 | 0.0025662 | 0.0043291 | 0.0053284 | 0.0064429 | 0.0067103 | 0.0066043 | 0.0073392 | 0.0072134 | 0.0081456 | 0.0082121 | 0.0089125 | 0.011657 | 0.011941 | 0.011921 | 0.013736 | 0.017223 | 0.016941 | 0.015945 | 0.017394 | 0.018797 | 0.021399
TAS1 | Pumped Hydro | 0 | 0 | 0.0022687 | 0.0024611 | 0.0029571 | 0.0032378 | 0.0049887 | 62.0908 | 81.0851 | 910.4144 | 932.7923 | 863.9412 | 1110.1834 | 1109.1173 | 1315.3271 | 1281.9293 | 1415.269 | 1338.901 | 1282.3713 | 1206.5687 | 1231.6163 | 1301.7831 | 1333.6829 | 1240.5505 | 1216.9035 | 1191.0612 | 1090.5726
TAS1 | VPP | 0.43884 | 4.0174 | 5.7205 | 10.1113 | 17.2967 | 23.6242 | 38.9141 | 51.9859 | 69.038 | 75.4747 | 88.0575 | 91.3468 | 105.7221 | 118.732 | 123.3322 | 129.1274 | 155.6482 | 157.5169 | 170.1308 | 169.7019 | 172.9061 | 186.134 | 196.9562 | 181.482 | 194.5415 | 208.4048 | 201.1157
Total excluding storage |  | 13894.3059 | 13519.7994 | 13925.0788 | 13662.2523 | 13176.974 | 13697.7618 | 18143.0374 | 18036.9511 | 22455.0246 | 23171.7625 | 22752.2012 | 23187.3538 | 22622.9996 | 22858.0114 | 23223.1956 | 22645.6829 | 22258.7151 | 23103.9845 | 22670.4158 | 22881.9718 | 23186.8928 | 22478.6374 | 23190.9303 | 24160.8164 | 22934.6874 | 22700.158 | 23019.5997
Explicitly modelled pumping
Region | Technology | 2023-24 | 2024-25 | 2025-26 | 2026-27 | 2027-28 | 2028-29 | 2029-30 | 2030-31 | 2031-32 | 2032-33 | 2033-34 | 2034-35 | 2035-36 | 2036-37 | 2037-38 | 2038-39 | 2039-40 | 2040-41 | 2041-42 | 2042-43 | 2043-44 | 2044-45 | 2045-46 | 2046-47 | 2047-48 | 2048-49 | 2049-50
NEM | Grid Battery pump | 496.5681 | 493.7815 | 1102.0903 | 1674.1762 | 3319.4841 | 6063.7565 | 6290.2016 | 7609.435 | 7435.5646 | 13677.8844 | 13202.6193 | 12710.7339 | 14484.4053 | 14540.6057 | 14159.1328 | 14353.6687 | 22148.4281 | 23771.5769 | 34101.3486 | 39069.326 | 39455.7646 | 42065.436 | 43096.9862 | 36586.6131 | 35046.8507 | 39476.4826 | 38105.7166
NEM | Pumped Hydro Pump | 1285.6679 | 2233.0797 | 3268.0082 | 4798.5142 | 5763.6737 | 6563.3561 | 7750.8018 | 9762.2032 | 10510.9272 | 10558.5539 | 11785.9113 | 11718.779 | 12978.4545 | 13618.4945 | 16538.3067 | 17184.6829 | 17929.371 | 15879.8848 | 16126.7731 | 16600.073 | 14296.3961 | 13966.2701 | 14034.8404 | 15817.2079 | 13986.9456 | 14028.6039 | 12208.1958
NEM | VPP pump | 259.6664 | 520.0338 | 925.7436 | 1347.1138 | 1821.7135 | 2234.2643 | 2974.5391 | 3600.2745 | 4146.0292 | 4852.9922 | 5705.0765 | 6421.3279 | 7481.7627 | 8484.7423 | 8928.2257 | 9661.0046 | 10499.2539 | 10701.2055 | 11574.6998 | 11894.7718 | 12032.4177 | 12879.6438 | 13818.1836 | 13499.4406 | 13855.2366 | 14668.5247 | 14815.6105
Region | Technology | 2023-24 | 2024-25 | 2025-26 | 2026-27 | 2027-28 | 2028-29 | 2029-30 | 2030-31 | 2031-32 | 2032-33 | 2033-34 | 2034-35 | 2035-36 | 2036-37 | 2037-38 | 2038-39 | 2039-40 | 2040-41 | 2041-42 | 2042-43 | 2043-44 | 2044-45 | 2045-46 | 2046-47 | 2047-48 | 2048-49 | 2049-50
NSW1 | Grid Battery pump | 24.4965 | 29.8807 | 614.2054 | 1192.9462 | 2843.8821 | 3457.3754 | 3688.1629 | 3969.9628 | 3768.6657 | 5749.4287 | 5360.141 | 4998.0272 | 5443.2164 | 5323.3738 | 5026.7789 | 4978.2599 | 8671.5288 | 8265.915 | 10601.0397 | 10208.434 | 9544.4187 | 11427.0316 | 10856.0773 | 9859.6524 | 8345.5168 | 10230.4499 | 10084.561
NSW1 | Pumped Hydro Pump | 667.8805 | 1277.2398 | 2340.6495 | 3543.0232 | 4459.635 | 5461.8961 | 6464.6959 | 8063.9528 | 8783.7948 | 7959.9177 | 9067.3748 | 8411.7439 | 9187.1494 | 9811.5929 | 8873.8533 | 8708.9408 | 7881.6729 | 6312.8924 | 6761.9872 | 7155.5749 | 5663.3288 | 5497.5649 | 5895.7705 | 6959.5034 | 5625.4079 | 5211.3496 | 4316.8033
NSW1 | VPP pump | 68.0982 | 156.9564 | 291.3612 | 426.7372 | 574.2875 | 707.5048 | 944.7517 | 1176.6558 | 1379.684 | 1658.5413 | 1984.5098 | 2242.3395 | 2643.6457 | 2956.7478 | 3151.5564 | 3395.8611 | 3705.9267 | 3773.401 | 4050.5106 | 4157.8411 | 4147.8521 | 4526.4041 | 4771.4367 | 4676.77 | 4778.4307 | 5130.7152 | 5296.881
Region | Technology | 2023-24 | 2024-25 | 2025-26 | 2026-27 | 2027-28 | 2028-29 | 2029-30 | 2030-31 | 2031-32 | 2032-33 | 2033-34 | 2034-35 | 2035-36 | 2036-37 | 2037-38 | 2038-39 | 2039-40 | 2040-41 | 2041-42 | 2042-43 | 2043-44 | 2044-45 | 2045-46 | 2046-47 | 2047-48 | 2048-49 | 2049-50
QLD1 | Grid Battery pump | 63.6728 | 63.572 | 65.0277 | 65.5004 | 65.701 | 2211.8171 | 2210.1941 | 2925.8962 | 2960.2783 | 5459.5997 | 5596.2329 | 5569.9492 | 5599.9661 | 5727.3976 | 4990.765 | 5226.0412 | 8993.525 | 9153.5944 | 12844.7867 | 19443.1785 | 18386.1062 | 17946.6198 | 18326.2658 | 15446.3803 | 16044.5286 | 17785.7765 | 17731.3905
QLD1 | Pumped Hydro Pump | 617.7874 | 955.8399 | 927.352 | 1255.4808 | 1304.0276 | 1101.4488 | 1286.092 | 1616.5417 | 1619.4467 | 1401.6018 | 1479.7935 | 2180.8583 | 2331.395 | 2330.9305 | 5950.3308 | 6785.159 | 8189.291 | 7784.8323 | 7677.4279 | 7877.0532 | 7009.2547 | 6714.9031 | 6315.2663 | 7205.5883 | 6696.7346 | 7078.5083 | 6263.1928
QLD1 | VPP pump | 60.2254 | 127.8698 | 227.9395 | 354.3859 | 479.7431 | 615.6199 | 850.5158 | 1068.1964 | 1247.6646 | 1453.152 | 1743.0192 | 1997.4108 | 2257.9897 | 2565.2942 | 2659.2878 | 2910.1628 | 3158.5125 | 3317.9958 | 3479.0396 | 3692.3179 | 3823.1985 | 3909.0679 | 4149.545 | 4188.2173 | 4300.654 | 4407.4204 | 4566.1196
Region | Technology | 2023-24 | 2024-25 | 2025-26 | 2026-27 | 2027-28 | 2028-29 | 2029-30 | 2030-31 | 2031-32 | 2032-33 | 2033-34 | 2034-35 | 2035-36 | 2036-37 | 2037-38 | 2038-39 | 2039-40 | 2040-41 | 2041-42 | 2042-43 | 2043-44 | 2044-45 | 2045-46 | 2046-47 | 2047-48 | 2048-49 | 2049-50
VIC1 | Grid Battery pump | 190.5909 | 177.7702 | 207.9972 | 204.0467 | 197.6165 | 187.4522 | 186.1494 | 516.6012 | 513.837 | 864.1451 | 736.7697 | 705.3136 | 1451.2719 | 1437.5593 | 1623.7206 | 1628.1994 | 1973.0635 | 2700.2958 | 4945.1695 | 4527.5605 | 4725.5 | 5876.3709 | 6182.3077 | 5279.5524 | 5223.371 | 5586.9053 | 5217.1841
VIC1 | Pumped Hydro Pump | 0 | 0 | 0.0019062 | 0.0043261 | 0.0044552 | 0.0043198 | 0.0043904 | 0.006886 | 0.0067501 | 0.0066293 | 0.0065599 | 0.0064386 | 0.0088373 | 0.0086028 | 0.016347 | 0.016421 | 0.017628 | 0.018576 | 0.020388 | 0.019298 | 0.020176 | 44.3765 | 46.7806 | 42.0007 | 41.407 | 193.7478 | 193.2249
VIC1 | VPP pump | 47.9642 | 111.6873 | 247.5565 | 373.5964 | 530.6821 | 635.0164 | 821.9095 | 933.0101 | 1017.8704 | 1146.5841 | 1278.2 | 1424.0594 | 1715.0315 | 1965.8537 | 2079.0024 | 2245.1208 | 2443.7902 | 2416.2604 | 2731.9658 | 2722.8492 | 2660.9874 | 2990.7919 | 3263.9235 | 3123.8378 | 3260.8211 | 3486.8309 | 3368.784
Region | Technology | 2023-24 | 2024-25 | 2025-26 | 2026-27 | 2027-28 | 2028-29 | 2029-30 | 2030-31 | 2031-32 | 2032-33 | 2033-34 | 2034-35 | 2035-36 | 2036-37 | 2037-38 | 2038-39 | 2039-40 | 2040-41 | 2041-42 | 2042-43 | 2043-44 | 2044-45 | 2045-46 | 2046-47 | 2047-48 | 2048-49 | 2049-50
SA1 | Grid Battery pump | 217.8079 | 222.557 | 214.8583 | 211.6808 | 212.2821 | 207.1092 | 205.692 | 196.9697 | 192.7773 | 1604.7032 | 1509.4677 | 1437.4361 | 1989.9423 | 2052.2663 | 2517.8586 | 2521.1583 | 2510.3002 | 3651.7579 | 5710.3384 | 4890.1388 | 6799.7233 | 6815.3932 | 7732.3151 | 6001.009 | 5433.4136 | 5873.3286 | 5072.5556
SA1 | Pumped Hydro Pump | 0 | 0 | 0.0018127 | 0.0026689 | 0.0027659 | 0.002715 | 0.0028131 | 0.0035451 | 0.0036172 | 0.003596 | 0.0036067 | 0.0036336 | 0.0044603 | 0.0044594 | 0.0054788 | 0.0055753 | 0.0057858 | 0.0064287 | 0.0074611 | 0.0076769 | 0.0078554 | 0.0096968 | 0.0098386 | 0.0094801 | 0.0096942 | 0.0096887 | 0.010833
SA1 | VPP pump | 82.8774 | 118.7668 | 152.1787 | 180.5036 | 216.55 | 248.4318 | 311.3976 | 361.4356 | 419.5891 | 505.7443 | 595.8162 | 649.953 | 740.9264 | 856.6075 | 893.8171 | 957.9169 | 1007.9569 | 1007.4698 | 1113.002 | 1122.8148 | 1197.0029 | 1234.4358 | 1400.608 | 1298.0774 | 1285.4016 | 1399.4329 | 1347.2191
Region | Technology | 2023-24 | 2024-25 | 2025-26 | 2026-27 | 2027-28 | 2028-29 | 2029-30 | 2030-31 | 2031-32 | 2032-33 | 2033-34 | 2034-35 | 2035-36 | 2036-37 | 2037-38 | 2038-39 | 2039-40 | 2040-41 | 2041-42 | 2042-43 | 2043-44 | 2044-45 | 2045-46 | 2046-47 | 2047-48 | 2048-49 | 2049-50
TAS1 | Grid Battery pump | 0 | 0.0015475 | 0.0018117 | 0.0020428 | 0.0024673 | 0.002482 | 0.0030504 | 0.0051413 | 0.006345 | 0.0076761 | 0.0079844 | 0.0078665 | 0.0087271 | 0.0085975 | 0.0096864 | 0.0097736 | 0.010594 | 0.013876 | 0.014196 | 0.014174 | 0.016328 | 0.020469 | 0.020164 | 0.018926 | 0.020703 | 0.022307 | 0.025439
TAS1 | Pumped Hydro Pump | 0 | 0 | 0.0029965 | 0.003237 | 0.0039025 | 0.0042499 | 0.0065986 | 81.6984 | 107.6752 | 1197.0241 | 1238.7328 | 1126.1667 | 1459.8967 | 1475.958 | 1714.1007 | 1690.5611 | 1858.3837 | 1782.1351 | 1687.3301 | 1567.418 | 1623.7845 | 1709.4159 | 1777.0132 | 1610.106 | 1623.3863 | 1544.9885 | 1434.964
TAS1 | VPP pump | 0.50116 | 4.7536 | 6.7076 | 11.8908 | 20.4508 | 27.6914 | 45.9645 | 60.9767 | 81.2211 | 88.9705 | 103.5313 | 107.5653 | 124.1694 | 140.239 | 144.562 | 151.943 | 183.0675 | 186.0786 | 200.1818 | 198.9487 | 203.3768 | 218.9441 | 232.6704 | 212.5381 | 229.9291 | 244.1253 | 236.6067
Non-controllable capacity
Region | Technology | 2023-24 | 2024-25 | 2025-26 | 2026-27 | 2027-28 | 2028-29 | 2029-30 | 2030-31 | 2031-32 | 2032-33 | 2033-34 | 2034-35 | 2035-36 | 2036-37 | 2037-38 | 2038-39 | 2039-40 | 2040-41 | 2041-42 | 2042-43 | 2043-44 | 2044-45 | 2045-46 | 2046-47 | 2047-48 | 2048-49 | 2049-50
NEM | Distributed PV | 26560.6016 | 29104.0967 | 31473.6633 | 37081.5432 | 40418.5958 | 38926.5586 | 43592.2929 | 48229.3969 | 51979.7521 | 54755.1652 | 55953.7685 | 56902.3907 | 63643.8244 | 66153.9262 | 61300.8009 | 66595.7504 | 71779.8603 | 75487.274 | 77777.5549 | 77977.9251 | 77783.2771 | 85452.7067 | 87607.0329 | 80381.6538 | 86543.9253 | 92200.6928 | 95960.9879
NEM | Behind the meter battery | 657.5137 | 1006.7447 | 1317.3393 | 1566.0098 | 1773.1566 | 1890.8424 | 2143.9911 | 2489.4047 | 2789.0704 | 3113.0752 | 3597.6322 | 4070.11 | 4511.1194 | 4860.9793 | 5165.9009 | 5364.9705 | 5454.5291 | 5447.6237 | 5401.3096 | 5348.7634 | 5404.7881 | 5430.708 | 5462.7544 | 5462.5562 | 5467.5685 | 5397.6579 | 5331.7203
NEM | Behind the meter battery pump | 773.9288 | 1184.9284 | 1550.1053 | 1843.1255 | 2087.3228 | 2225.0785 | 2523.5712 | 2929.616 | 3282.4864 | 3663.3641 | 4233.7384 | 4790.7173 | 5309.6304 | 5721.7019 | 6080.1627 | 6314.2799 | 6420.1964 | 6410.0458 | 6358.28 | 6294.3025 | 6360.4049 | 6392.115 | 6428.6141 | 6430.2842 | 6436.1891 | 6354.3022 | 6274.968
Region | Technology | 2023-24 | 2024-25 | 2025-26 | 2026-27 | 2027-28 | 2028-29 | 2029-30 | 2030-31 | 2031-32 | 2032-33 | 2033-34 | 2034-35 | 2035-36 | 2036-37 | 2037-38 | 2038-39 | 2039-40 | 2040-41 | 2041-42 | 2042-43 | 2043-44 | 2044-45 | 2045-46 | 2046-47 | 2047-48 | 2048-49 | 2049-50
NSW1 | Distributed PV | 8462.3385 | 9458.3162 | 10159.0762 | 12271.5737 | 13113.6881 | 12546.804 | 13815.0616 | 15639.2599 | 17348.1141 | 17854.1428 | 18611.9033 | 18922.4793 | 21829.4782 | 22416.5655 | 20726.2835 | 22104.3897 | 24295.3559 | 26132.7136 | 26218.1837 | 26660.5244 | 26477.5898 | 29878.3743 | 30218.882 | 27626.6637 | 29170.2276 | 31670.4989 | 33704.5634
NSW1 | Behind the meter battery | 236.0997 | 340.3977 | 426.8203 | 496.5989 | 552.178 | 593.1144 | 678.601 | 795.0042 | 915.6299 | 1045.6392 | 1229.8005 | 1397.7866 | 1551.5025 | 1674.213 | 1770.8636 | 1835.975 | 1865.6994 | 1856.8353 | 1844.8207 | 1833.1068 | 1857.9164 | 1869.6097 | 1877.4406 | 1875.4554 | 1868.3381 | 1847.8317 | 1820.6144
NSW1 | Behind the meter battery pump | 277.8328 | 400.6658 | 502.3022 | 584.3175 | 650.1429 | 698.0717 | 798.8828 | 935.9349 | 1077.2855 | 1230.342 | 1446.9719 | 1644.5885 | 1826.2437 | 1970.4983 | 2083.9438 | 2160.393 | 2196.8689 | 2184.5941 | 2172.0639 | 2156.8121 | 2185.7851 | 2201.4161 | 2209.4144 | 2207.8793 | 2199.915 | 2174.9865 | 2143.0425
Region | Technology | 2023-24 | 2024-25 | 2025-26 | 2026-27 | 2027-28 | 2028-29 | 2029-30 | 2030-31 | 2031-32 | 2032-33 | 2033-34 | 2034-35 | 2035-36 | 2036-37 | 2037-38 | 2038-39 | 2039-40 | 2040-41 | 2041-42 | 2042-43 | 2043-44 | 2044-45 | 2045-46 | 2046-47 | 2047-48 | 2048-49 | 2049-50
QLD1 | Distributed PV | 8227.6935 | 8801.311 | 9863.4451 | 11475.6724 | 12457.4377 | 11268.4695 | 13105.084 | 14471.0511 | 16095.1163 | 16714.6015 | 16849.2773 | 17798.0916 | 19695.8152 | 20424.5671 | 17788.0739 | 19963.1524 | 21368.2537 | 23094.2817 | 23468.3879 | 23181.6046 | 24006.8726 | 26011.0707 | 26622.9939 | 22900.3003 | 25459.338 | 26869.7455 | 28762.9682
QLD1 | Behind the meter battery | 170.7366 | 271.0266 | 364.6122 | 433.5151 | 491.3321 | 537.9626 | 628.6386 | 744.6914 | 834.1762 | 930.9932 | 1074.1494 | 1213.5721 | 1346.8461 | 1448.2671 | 1535.4985 | 1600.0345 | 1631.782 | 1631.2572 | 1608.2973 | 1592.3827 | 1609.1851 | 1612.6466 | 1621.0805 | 1616.2546 | 1614.1068 | 1594.795 | 1578.9698
QLD1 | Behind the meter battery pump | 200.9896 | 319.0374 | 429.0447 | 510.4005 | 578.2214 | 632.9301 | 739.7227 | 876.2329 | 981.9917 | 1095.8935 | 1264.3808 | 1428.9002 | 1585.3756 | 1705.2134 | 1807.0518 | 1884.0736 | 1919.9871 | 1919.529 | 1893.1536 | 1873.7884 | 1893.7201 | 1897.3207 | 1907.6047 | 1902.393 | 1900.3283 | 1877.9375 | 1857.7419
Region | Technology | 2023-24 | 2024-25 | 2025-26 | 2026-27 | 2027-28 | 2028-29 | 2029-30 | 2030-31 | 2031-32 | 2032-33 | 2033-34 | 2034-35 | 2035-36 | 2036-37 | 2037-38 | 2038-39 | 2039-40 | 2040-41 | 2041-42 | 2042-43 | 2043-44 | 2044-45 | 2045-46 | 2046-47 | 2047-48 | 2048-49 | 2049-50
VIC1 | Distributed PV | 5927.2192 | 6615.7267 | 7089.2973 | 8452.9512 | 9493.9945 | 9691.0714 | 10721.6826 | 11762.0101 | 11872.7118 | 13025.0994 | 13231.2584 | 12987.9308 | 14324.1638 | 15011.5217 | 14621.0269 | 15763.9665 | 16944.6695 | 16846.5259 | 18190.4559 | 18283.4941 | 17708.0148 | 19320.8985 | 20019.7175 | 19388.6033 | 20772.1582 | 22108.9801 | 21761.2072
VIC1 | Behind the meter battery | 143.293 | 255.764 | 357.528 | 445.5417 | 520.1297 | 534.0202 | 574.5348 | 646.8898 | 695.0103 | 741.5967 | 840.8801 | 953.3033 | 1060.5591 | 1150.0707 | 1245.2576 | 1291.8352 | 1313.6739 | 1317.4793 | 1309.5395 | 1283.2305 | 1289.176 | 1299.8888 | 1310.3468 | 1322.1048 | 1335.0646 | 1315.6099 | 1298.5463
VIC1 | Behind the meter battery pump | 168.7049 | 300.9657 | 420.6293 | 524.3864 | 612.3835 | 628.4616 | 676.2866 | 761.0496 | 817.9236 | 872.5457 | 989.6107 | 1122.4325 | 1248.0938 | 1353.2335 | 1466.2928 | 1520.0169 | 1546.0309 | 1550.041 | 1541.089 | 1510.2224 | 1517.4149 | 1529.652 | 1542.0634 | 1556.6244 | 1571.0173 | 1548.7907 | 1528.2244
Region | Technology | 2023-24 | 2024-25 | 2025-26 | 2026-27 | 2027-28 | 2028-29 | 2029-30 | 2030-31 | 2031-32 | 2032-33 | 2033-34 | 2034-35 | 2035-36 | 2036-37 | 2037-38 | 2038-39 | 2039-40 | 2040-41 | 2041-42 | 2042-43 | 2043-44 | 2044-45 | 2045-46 | 2046-47 | 2047-48 | 2048-49 | 2049-50
SA1 | Distributed PV | 3601.2396 | 3836.6945 | 3940.5566 | 4383.5313 | 4811.2285 | 4846.7445 | 5330.4758 | 5678.8981 | 5951.7698 | 6386.844 | 6448.2993 | 6380.437 | 6890.5661 | 7363.0567 | 7215.5741 | 7772.2023 | 8117.152 | 8332.5404 | 8752.0675 | 8666.5061 | 8424.5566 | 8962.749 | 9436.6247 | 9153.8367 | 9787.2603 | 10128.2605 | 10296.799
SA1 | Behind the meter battery | 89.6576 | 114.2984 | 136.4992 | 153.4714 | 168.7112 | 182.0004 | 212.3649 | 244.9938 | 278.8759 | 319.969 | 366.7485 | 408.2686 | 445.0039 | 472.6485 | 491.7265 | 509.3402 | 512.972 | 511.5296 | 508.7854 | 510.011 | 516.6645 | 516.2922 | 519.8793 | 515.4168 | 516.5139 | 506.6341 | 502.8644
SA1 | Behind the meter battery pump | 105.5364 | 134.5421 | 160.6012 | 180.616 | 198.5417 | 214.1386 | 250.02 | 288.3253 | 328.3143 | 376.4625 | 431.505 | 480.4342 | 523.687 | 556.4807 | 578.644 | 599.3439 | 603.8566 | 602.2642 | 599.156 | 600.4794 | 608.3176 | 607.9903 | 611.8434 | 606.4216 | 607.6875 | 596.3267 | 592.1078
Region | Technology | 2023-24 | 2024-25 | 2025-26 | 2026-27 | 2027-28 | 2028-29 | 2029-30 | 2030-31 | 2031-32 | 2032-33 | 2033-34 | 2034-35 | 2035-36 | 2036-37 | 2037-38 | 2038-39 | 2039-40 | 2040-41 | 2041-42 | 2042-43 | 2043-44 | 2044-45 | 2045-46 | 2046-47 | 2047-48 | 2048-49 | 2049-50
TAS1 | Distributed PV | 342.1107 | 392.0482 | 421.2881 | 497.8146 | 542.247 | 573.4692 | 619.9889 | 678.1777 | 712.0401 | 774.4775 | 813.0302 | 813.4519 | 903.8011 | 938.2152 | 949.8426 | 992.0395 | 1054.4291 | 1081.2124 | 1148.4599 | 1185.7959 | 1166.2433 | 1279.6142 | 1308.8147 | 1312.2497 | 1354.9412 | 1423.2078 | 1435.4501
TAS1 | Behind the meter battery | 17.7268 | 25.258 | 31.8796 | 36.8828 | 40.8056 | 43.7449 | 49.8517 | 57.8255 | 65.3781 | 74.8771 | 86.0537 | 97.1794 | 107.2079 | 115.78 | 122.5546 | 127.7856 | 130.4018 | 130.5224 | 129.8666 | 130.0323 | 131.846 | 132.2708 | 134.0073 | 133.3247 | 133.5451 | 132.7872 | 130.7254
TAS1 | Behind the meter battery pump | 20.8652 | 29.7174 | 37.5279 | 43.4051 | 48.0333 | 51.4765 | 58.6591 | 68.0734 | 76.9713 | 88.1205 | 101.27 | 114.362 | 126.2303 | 136.2759 | 144.2303 | 150.4525 | 153.4529 | 153.6175 | 152.8175 | 153.0002 | 155.1672 | 155.7358 | 157.6882 | 156.9658 | 157.2412 | 156.2607 | 153.8514

## Option 5_Capacity
Installed capacity by technology (MW) - Option 5, Step Change Scenario
Capacity calculated on 1 July. In early study years some wind and solar projects enter later in the financial year and are therefore reflected in the following financial year's capacity.
Explicitly modelled generation
Region | Technology | 2023-24 | 2024-25 | 2025-26 | 2026-27 | 2027-28 | 2028-29 | 2029-30 | 2030-31 | 2031-32 | 2032-33 | 2033-34 | 2034-35 | 2035-36 | 2036-37 | 2037-38 | 2038-39 | 2039-40 | 2040-41 | 2041-42 | 2042-43 | 2043-44 | 2044-45 | 2045-46 | 2046-47 | 2047-48 | 2048-49 | 2049-50
NEM | Black Coal | 16456 | 16456 | 15756 | 12176 | 10156 | 8277 | 7312 | 5912 | 5912 | 5182 | 3082 | 3082 | 3082 | 3082 | 3082 | 3082 | 852 | 426 | 426 | 0 | 0 | 0 | 0 | 0 | 0 | 0 | 0
NEM | Brown Coal | 4820 | 4820 | 4120 | 3370 | 3370 | 2810 | 1720 | 1160 | 1160 | 0 | 0 | 0 | 0 | 0 | 0 | 0 | 0 | 0 | 0 | 0 | 0 | 0 | 0 | 0 | 0 | 0 | 0
NEM | CCGT | 2954.9 | 2774.9 | 2774.9 | 2774.9 | 2774.9 | 2774.9 | 2774.9 | 2774.9 | 2774.9 | 2774.9 | 2774.9 | 2774.9 | 2774.9 | 2389.9 | 1860.9 | 1860.9 | 1716.5 | 1716.5 | 1716.5 | 1716.5 | 1276.5 | 1276.5 | 632 | 388 | 388 | 388 | 388
NEM | Gas - Steam | 1300 | 1300 | 1300 | 500 | 500 | 500 | 500 | 500 | 500 | 500 | 500 | 500 | 500 | 500 | 500 | 500 | 0 | 0 | 0 | 0 | 0 | 0 | 0 | 0 | 0 | 0 | 0
NEM | OCGT / Diesel | 7382.159 | 8132.1607 | 8132.1607 | 8132.1609 | 8132.1609 | 8265.275 | 8265.275 | 7882.7752 | 7882.7752 | 7605.9153 | 7012.4153 | 6895.4154 | 7363.2433 | 7363.2433 | 8920.9463 | 8920.9463 | 8480.9463 | 8360.9463 | 8360.9463 | 8266.9463 | 9378.9108 | 10317.6256 | 10317.6256 | 11462.4101 | 10878.4101 | 13385.69 | 12866.69
NEM | Hydro | 7492.42 | 7492.42 | 7492.42 | 7492.42 | 7492.42 | 7492.42 | 7492.42 | 7492.42 | 7492.42 | 7492.42 | 7492.42 | 7492.42 | 7492.42 | 7492.42 | 7406.02 | 7406.02 | 7406.02 | 7406.02 | 7406.02 | 7340.02 | 7340.02 | 7340.02 | 7340.02 | 7340.02 | 7340.02 | 7340.02 | 7340.02
NEM | Hydrogen Turbine | 0 | 0 | 0 | 0 | 0 | 0 | 0 | 0 | 0 | 0 | 0 | 0 | 0 | 0 | 0 | 0 | 0 | 0 | 0 | 0 | 0 | 0 | 0 | 0 | 0 | 0 | 0
NEM | Wind | 10055.738 | 16012.1383 | 16062.9539 | 18202.1589 | 22951.6803 | 28017.2696 | 29627.7654 | 32676.3202 | 33816.4173 | 36672.9552 | 40447.012 | 40517.5389 | 41918.8425 | 42528.9065 | 46651.67 | 46031.0658 | 46317.4371 | 46395.0327 | 46716.0333 | 50424.6642 | 51793.5411 | 51133.7949 | 50479.4027 | 59000.5739 | 62407.7282 | 63276.8644 | 64365.4534
NEM | Solar PV | 9052.829 | 9912.9363 | 10778.1577 | 10778.1593 | 10779.2606 | 11473.2826 | 12493.0609 | 14681.8118 | 15030.861 | 18185.6087 | 19805.4706 | 21981.3914 | 21981.3914 | 22285.5312 | 28362.2417 | 29614.0568 | 40798.4787 | 47574.2066 | 52057.5563 | 61380.2191 | 67553.2409 | 67061.9929 | 67848.6307 | 73805.5434 | 74692.8213 | 78259.6663 | 82581.7642
NEM | Grid Battery | 1004.93 | 1004.9365 | 1429.7514 | 1429.7566 | 2059.4912 | 3310.7758 | 3385.7761 | 3739.9734 | 3771.6998 | 6204.0203 | 6306.5871 | 6281.5871 | 6896.9237 | 6846.9238 | 7284.855 | 7284.8553 | 10450.4566 | 11667.63 | 15352.7558 | 18126.0524 | 19116.3527 | 20708.934 | 20285.1243 | 20582.6028 | 19952.8694 | 21613.9521 | 21854.643
NEM | Pumped Hydro | 810 | 810 | 1533.4378 | 1533.4393 | 3595.6267 | 3751.9177 | 3751.9186 | 3789.3249 | 3789.325 | 4263.4314 | 4263.4315 | 4517.5533 | 4654.6504 | 4654.6505 | 6556.7194 | 6556.7194 | 7013.5757 | 7013.576 | 7013.5767 | 7013.5772 | 7013.578 | 7085.7965 | 7085.7967 | 7837.0441 | 7837.0441 | 7897.3741 | 7897.3744
NEM | VPP | 318.73 | 623.03 | 1035.46 | 1538.9 | 2142.79 | 2807.6 | 3819.27 | 4674.27 | 5519.2001 | 6499.25 | 7698.5399 | 9010.2399 | 10339.3001 | 11714.6999 | 13054.31 | 14363.1999 | 15318.2998 | 16214.4898 | 16978.9203 | 17751.1898 | 18511.9699 | 19307.4097 | 20087.2598 | 20907.45 | 21712.49 | 22566.1805 | 23396.9398
Total excluding storage |  | 61647.706 | 69338.5218 | 70415.2415 | 67927.895 | 73954.3296 | 79480.4406 | 81142.3859 | 85283.7954 | 87649.5983 | 95380.5008 | 99382.7764 | 103053.046 | 107003.6713 | 108858.2752 | 123679.6624 | 125619.7634 | 138353.7142 | 146774.4015 | 156028.3087 | 172019.1691 | 181984.1134 | 184232.0735 | 184075.8599 | 201323.6442 | 205209.383 | 214727.7473 | 220690.8848
Region | Technology | 2023-24 | 2024-25 | 2025-26 | 2026-27 | 2027-28 | 2028-29 | 2029-30 | 2030-31 | 2031-32 | 2032-33 | 2033-34 | 2034-35 | 2035-36 | 2036-37 | 2037-38 | 2038-39 | 2039-40 | 2040-41 | 2041-42 | 2042-43 | 2043-44 | 2044-45 | 2045-46 | 2046-47 | 2047-48 | 2048-49 | 2049-50
NSW1 | Black Coal | 8330 | 8330 | 8330 | 5450 | 4130 | 3445 | 2760 | 2760 | 2760 | 2760 | 1390 | 1390 | 1390 | 1390 | 1390 | 1390 | 0 | 0 | 0 | 0 | 0 | 0 | 0 | 0 | 0 | 0 | 0
NSW1 | Brown Coal | 0 | 0 | 0 | 0 | 0 | 0 | 0 | 0 | 0 | 0 | 0 | 0 | 0 | 0 | 0 | 0 | 0 | 0 | 0 | 0 | 0 | 0 | 0 | 0 | 0 | 0 | 0
NSW1 | CCGT | 440 | 440 | 440 | 440 | 440 | 440 | 440 | 440 | 440 | 440 | 440 | 440 | 440 | 440 | 440 | 440 | 440 | 440 | 440 | 440 | 0 | 0 | 0 | 0 | 0 | 0 | 0
NSW1 | Gas - Steam | 0 | 0 | 0 | 0 | 0 | 0 | 0 | 0 | 0 | 0 | 0 | 0 | 0 | 0 | 0 | 0 | 0 | 0 | 0 | 0 | 0 | 0 | 0 | 0 | 0 | 0 | 0
NSW1 | OCGT / Diesel | 1888.999 | 2638.9999 | 2638.9999 | 2638.9999 | 2638.9999 | 2638.9999 | 2638.9999 | 2638.9999 | 2638.9999 | 2638.9999 | 2638.9999 | 2638.9999 | 2638.9999 | 2638.9999 | 3486.3442 | 3486.3442 | 3486.3442 | 3486.3442 | 3486.3442 | 3486.3442 | 3486.3442 | 2862.9762 | 2862.9762 | 3154.4042 | 3154.4042 | 3239.9258 | 3239.9258
NSW1 | Hydro | 2525 | 2525 | 2525 | 2525 | 2525 | 2525 | 2525 | 2525 | 2525 | 2525 | 2525 | 2525 | 2525 | 2525 | 2525 | 2525 | 2525 | 2525 | 2525 | 2525 | 2525 | 2525 | 2525 | 2525 | 2525 | 2525 | 2525
NSW1 | Hydrogen Turbine | 0 | 0 | 0 | 0 | 0 | 0 | 0 | 0 | 0 | 0 | 0 | 0 | 0 | 0 | 0 | 0 | 0 | 0 | 0 | 0 | 0 | 0 | 0 | 0 | 0 | 0 | 0
NSW1 | Wind | 1886.96 | 4658.4209 | 4709.2365 | 5593.0247 | 8802.8494 | 9596.1573 | 9836.0746 | 9881.1967 | 9881.1967 | 11244.7567 | 11837.7769 | 12074.4838 | 13697.6752 | 14326.6469 | 14813.4665 | 14613.9896 | 14692.3812 | 14609.155 | 14669.0814 | 16313.5071 | 17671.4216 | 17671.4402 | 17673.2386 | 18864.29 | 21217.5068 | 20821.507 | 21008.2904
NSW1 | Solar PV | 3745.541 | 4459.6439 | 5324.8641 | 5324.8642 | 5325.9654 | 5874.6397 | 6868.6746 | 8329.9165 | 8329.9165 | 9125.8291 | 9840.6251 | 9974.4026 | 9974.4026 | 10369.1151 | 12601.1303 | 13164.4617 | 16337.0231 | 18160.8407 | 19106.1394 | 20378.5056 | 21300.4475 | 21300.4475 | 21300.4475 | 23758.9658 | 24630.1626 | 25379.6456 | 27145.6336
NSW1 | Grid Battery | 50 | 50.0042 | 474.8188 | 474.8192 | 1104.5534 | 1479.3872 | 1554.3873 | 1554.3892 | 1554.3893 | 2284.2167 | 2284.2168 | 2284.2168 | 2284.2187 | 2234.2187 | 2234.2189 | 2234.219 | 3792.8903 | 3792.8924 | 4432.9275 | 4616.7339 | 4783.379 | 5418.2325 | 5004.4231 | 5301.904 | 4672.1701 | 5327.1955 | 5252.1986
NSW1 | Pumped Hydro | 240 | 240 | 713.435 | 713.435 | 2775.6221 | 2775.6223 | 2775.6224 | 2775.6224 | 2775.6224 | 2775.6225 | 2775.6225 | 2775.6225 | 2775.6227 | 2775.6227 | 2775.6256 | 2775.6256 | 2775.6256 | 2775.6257 | 2775.6258 | 2775.6259 | 2775.6262 | 2775.6291 | 2775.6291 | 2775.632 | 2775.632 | 2775.632 | 2775.632
NSW1 | VPP | 97.18 | 193.89 | 321.47 | 477.31 | 663.94 | 884.26 | 1223.6 | 1508.4199 | 1818.1601 | 2178.94 | 2618.45 | 3090.16 | 3561.6901 | 4049.33 | 4508.48 | 4960.7201 | 5286.7 | 5588.1199 | 5842.6702 | 6109.57 | 6370.5701 | 6645.5899 | 6914.0398 | 7197.4098 | 7473.8901 | 7766.0502 | 8050.0099
Total excluding storage |  | 19203.68 | 23535.9589 | 25477.8242 | 23637.453 | 28406.9302 | 29659.0665 | 30622.3588 | 32413.5446 | 32723.285 | 35973.3649 | 36350.6911 | 37192.8856 | 39287.6092 | 40748.9334 | 44774.2655 | 45590.3602 | 49335.9644 | 51377.9779 | 53277.7885 | 56645.2867 | 58912.7885 | 59199.3153 | 59055.7542 | 63577.6057 | 66448.7656 | 67834.9561 | 69996.6902
Region | Technology | 2023-24 | 2024-25 | 2025-26 | 2026-27 | 2027-28 | 2028-29 | 2029-30 | 2030-31 | 2031-32 | 2032-33 | 2033-34 | 2034-35 | 2035-36 | 2036-37 | 2037-38 | 2038-39 | 2039-40 | 2040-41 | 2041-42 | 2042-43 | 2043-44 | 2044-45 | 2045-46 | 2046-47 | 2047-48 | 2048-49 | 2049-50
QLD1 | Black Coal | 8126 | 8126 | 7426 | 6726 | 6026 | 4832 | 4552 | 3152 | 3152 | 2422 | 1692 | 1692 | 1692 | 1692 | 1692 | 1692 | 852 | 426 | 426 | 0 | 0 | 0 | 0 | 0 | 0 | 0 | 0
QLD1 | Brown Coal | 0 | 0 | 0 | 0 | 0 | 0 | 0 | 0 | 0 | 0 | 0 | 0 | 0 | 0 | 0 | 0 | 0 | 0 | 0 | 0 | 0 | 0 | 0 | 0 | 0 | 0 | 0
QLD1 | CCGT | 1597.9 | 1597.9 | 1597.9 | 1597.9 | 1597.9 | 1597.9 | 1597.9 | 1597.9 | 1597.9 | 1597.9 | 1597.9 | 1597.9 | 1597.9 | 1212.9 | 1212.9 | 1212.9 | 1068.5 | 1068.5 | 1068.5 | 1068.5 | 1068.5 | 1068.5 | 424 | 180 | 180 | 180 | 180
QLD1 | Gas - Steam | 0 | 0 | 0 | 0 | 0 | 0 | 0 | 0 | 0 | 0 | 0 | 0 | 0 | 0 | 0 | 0 | 0 | 0 | 0 | 0 | 0 | 0 | 0 | 0 | 0 | 0 | 0
QLD1 | OCGT / Diesel | 1954.5 | 1954.5001 | 1954.5001 | 1954.5001 | 1954.5001 | 2087.6142 | 2087.6142 | 2087.6142 | 2087.6142 | 2087.6142 | 1664.1142 | 1547.1142 | 1547.1142 | 1547.1142 | 2180.3063 | 2180.3063 | 2180.3063 | 2180.3063 | 2180.3063 | 2180.3063 | 2180.3063 | 2180.3063 | 2180.3063 | 3187.6627 | 3187.6627 | 5609.421 | 5090.421
QLD1 | Hydro | 152.4 | 152.4 | 152.4 | 152.4 | 152.4 | 152.4 | 152.4 | 152.4 | 152.4 | 152.4 | 152.4 | 152.4 | 152.4 | 152.4 | 66 | 66 | 66 | 66 | 66 | 0 | 0 | 0 | 0 | 0 | 0 | 0 | 0
QLD1 | Hydrogen Turbine | 0 | 0 | 0 | 0 | 0 | 0 | 0 | 0 | 0 | 0 | 0 | 0 | 0 | 0 | 0 | 0 | 0 | 0 | 0 | 0 | 0 | 0 | 0 | 0 | 0 | 0 | 0
QLD1 | Wind | 1133.518 | 2419.7756 | 2419.7756 | 2942.8283 | 4106.523 | 7125.476 | 7166.7054 | 8780.4634 | 8802.7053 | 10084.519 | 11323.7816 | 11349.6013 | 11349.6013 | 11349.6016 | 13477.1725 | 13477.1725 | 13477.1725 | 13704.0171 | 13965.0912 | 15090.4215 | 15575.646 | 15122.646 | 15079.4461 | 19452.6062 | 20110.2819 | 20933.3079 | 21188.0747
QLD1 | Solar PV | 3646.985 | 3792.9863 | 3792.9868 | 3792.9869 | 3792.987 | 3938.3346 | 3964.0778 | 4691.5842 | 5046.7529 | 6181.4492 | 7086.5151 | 8092.805 | 8092.805 | 7971.805 | 10138.2051 | 10826.6884 | 17782.5677 | 20212.0096 | 20950.6305 | 27986.1186 | 27821.2712 | 27620.1712 | 27943.8279 | 30836.6576 | 30745.6673 | 32495.0973 | 35080.2687
QLD1 | Grid Battery | 100 | 100.0005 | 100.0006 | 100.001 | 100.0012 | 976.452 | 976.452 | 1220.224 | 1251.9498 | 2239.0124 | 2396.9091 | 2396.9091 | 2396.9091 | 2396.9091 | 2396.9091 | 2396.9092 | 3940.1002 | 3940.1002 | 5454.5938 | 8042.1028 | 8042.1029 | 8042.1026 | 8042.1026 | 8042.1023 | 8042.1023 | 9048.1585 | 9048.1585
QLD1 | Pumped Hydro | 570 | 570 | 820.0006 | 820.001 | 820.001 | 976.2916 | 976.2916 | 976.2916 | 976.2916 | 976.2916 | 976.2916 | 1230.4134 | 1230.4134 | 1230.4134 | 3026.2417 | 3026.2417 | 3483.0979 | 3483.0979 | 3483.0979 | 3483.0982 | 3483.0982 | 3483.0982 | 3483.0982 | 4234.3428 | 4234.3428 | 4234.3428 | 4234.3428
QLD1 | VPP | 70.65 | 151.98 | 266.91 | 406.55 | 573.37 | 775 | 1088.95 | 1359.6801 | 1609.11 | 1901.09 | 2255.9299 | 2641.22 | 3035.73 | 3438.95 | 3828.0601 | 4218.1699 | 4496.1499 | 4751.3198 | 4961.6001 | 5182.0498 | 5399.3799 | 5623.0098 | 5842.4302 | 6071.3901 | 6296.3501 | 6536.04 | 6765.5898
Total excluding storage |  | 17351.953 | 18865.5425 | 18530.4739 | 18493.1673 | 19123.6823 | 22461.4683 | 22562.3909 | 24018.1574 | 24676.7238 | 27642.2764 | 29145.8416 | 30700.3629 | 31094.873 | 30992.0933 | 38017.7947 | 39096.3879 | 47345.8945 | 49831.351 | 52555.8198 | 63032.5972 | 63570.3045 | 63139.8341 | 62995.2112 | 72004.7617 | 72796.4071 | 79036.3675 | 81586.8556
Region | Technology | 2023-24 | 2024-25 | 2025-26 | 2026-27 | 2027-28 | 2028-29 | 2029-30 | 2030-31 | 2031-32 | 2032-33 | 2033-34 | 2034-35 | 2035-36 | 2036-37 | 2037-38 | 2038-39 | 2039-40 | 2040-41 | 2041-42 | 2042-43 | 2043-44 | 2044-45 | 2045-46 | 2046-47 | 2047-48 | 2048-49 | 2049-50
VIC1 | Black Coal | 0 | 0 | 0 | 0 | 0 | 0 | 0 | 0 | 0 | 0 | 0 | 0 | 0 | 0 | 0 | 0 | 0 | 0 | 0 | 0 | 0 | 0 | 0 | 0 | 0 | 0 | 0
VIC1 | Brown Coal | 4820 | 4820 | 4120 | 3370 | 3370 | 2810 | 1720 | 1160 | 1160 | 0 | 0 | 0 | 0 | 0 | 0 | 0 | 0 | 0 | 0 | 0 | 0 | 0 | 0 | 0 | 0 | 0 | 0
VIC1 | CCGT | 0 | 0 | 0 | 0 | 0 | 0 | 0 | 0 | 0 | 0 | 0 | 0 | 0 | 0 | 0 | 0 | 0 | 0 | 0 | 0 | 0 | 0 | 0 | 0 | 0 | 0 | 0
VIC1 | Gas - Steam | 500 | 500 | 500 | 500 | 500 | 500 | 500 | 500 | 500 | 500 | 500 | 500 | 500 | 500 | 500 | 500 | 0 | 0 | 0 | 0 | 0 | 0 | 0 | 0 | 0 | 0 | 0
VIC1 | OCGT / Diesel | 1900 | 1900.0004 | 1900.0004 | 1900.0004 | 1900.0004 | 1900.0004 | 1900.0004 | 1900.0004 | 1900.0004 | 1900.0005 | 1730.0005 | 1730.0005 | 2277.8267 | 2277.8267 | 2354.9928 | 2354.9928 | 1914.9928 | 1914.9928 | 1914.9928 | 1820.9928 | 2912.5683 | 4684.65 | 4684.65 | 4684.65 | 4100.65 | 4100.65 | 4100.65
VIC1 | Hydro | 2264.02 | 2264.02 | 2264.02 | 2264.02 | 2264.02 | 2264.02 | 2264.02 | 2264.02 | 2264.02 | 2264.02 | 2264.02 | 2264.02 | 2264.02 | 2264.02 | 2264.02 | 2264.02 | 2264.02 | 2264.02 | 2264.02 | 2264.02 | 2264.02 | 2264.02 | 2264.02 | 2264.02 | 2264.02 | 2264.02 | 2264.02
VIC1 | Hydrogen Turbine | 0 | 0 | 0 | 0 | 0 | 0 | 0 | 0 | 0 | 0 | 0 | 0 | 0 | 0 | 0 | 0 | 0 | 0 | 0 | 0 | 0 | 0 | 0 | 0 | 0 | 0 | 0
VIC1 | Wind | 4121.91 | 5004.3292 | 5004.3292 | 5408.0367 | 5674.739 | 6065.7293 | 6794.702 | 8143.3354 | 8143.3354 | 8181.5091 | 10119.4581 | 9927.4584 | 9927.4585 | 9931.094 | 10759.7988 | 10339.8001 | 10484.1854 | 10396.568 | 10396.568 | 10695.7275 | 10402.2952 | 10092.5207 | 9822.73 | 11253.9509 | 11013.9525 | 11068.9664 | 11194.0248
VIC1 | Solar PV | 1081.573 | 1081.5741 | 1081.5741 | 1081.5754 | 1081.5754 | 1081.5754 | 1081.5755 | 1081.5764 | 1081.5768 | 1896.7764 | 1896.7764 | 2288.7451 | 2288.7451 | 2319.1724 | 2897.1789 | 2897.1793 | 3783.895 | 3783.8956 | 5591.5339 | 6058.5224 | 8499.4873 | 8464.6725 | 8935.0337 | 9239.9932 | 9378.9266 | 9913.9002 | 9944.4869
VIC1 | Grid Battery | 375.33 | 375.3308 | 375.3308 | 375.3342 | 375.3343 | 375.3343 | 375.3343 | 515.7461 | 515.7461 | 661.4643 | 606.1343 | 606.1344 | 971.0425 | 971.0425 | 1122.9009 | 1122.901 | 1186.6399 | 1730.669 | 2497.9064 | 2497.9064 | 2742.6999 | 3399.1017 | 3399.1017 | 3399.1003 | 3399.1004 | 3399.1006 | 3714.7836
VIC1 | Pumped Hydro | 0 | 0 | 0.00058899 | 0.0013777 | 0.001385 | 0.0013914 | 0.0013995 | 0.0021438 | 0.0021454 | 0.0021523 | 0.0021591 | 0.0021665 | 0.0026567 | 0.0026771 | 0.0052939 | 0.0053027 | 0.0053208 | 0.0055005 | 0.0057813 | 0.0058052 | 0.0061379 | 16.0465 | 16.0467 | 16.0468 | 16.0468 | 76.3766 | 76.3766
VIC1 | VPP | 55.8 | 137.17 | 254.76 | 407.72 | 597.23 | 772.53 | 1024.9 | 1224.19 | 1402.07 | 1599.26 | 1857.38 | 2156.22 | 2463.1699 | 2788.1399 | 3128.7199 | 3444.1299 | 3686.7299 | 3923.1 | 4132.3601 | 4321.16 | 4507.69 | 4703.0901 | 4895.4999 | 5098.49 | 5298.7098 | 5511.8401 | 5721.1202
Total excluding storage |  | 15118.633 | 16082.4245 | 15500.0152 | 15306.6882 | 15762.9005 | 15769.1908 | 15660.5336 | 16788.8705 | 16966.751 | 17003.0325 | 18973.7715 | 19472.5805 | 20692.2653 | 21051.2981 | 23027.6165 | 22923.0284 | 23320.4682 | 24013.2508 | 26797.387 | 27658.3349 | 31328.7668 | 33624.1015 | 34017.082 | 35956.2512 | 35471.4061 | 36334.8539 | 37015.4622
Region | Technology | 2023-24 | 2024-25 | 2025-26 | 2026-27 | 2027-28 | 2028-29 | 2029-30 | 2030-31 | 2031-32 | 2032-33 | 2033-34 | 2034-35 | 2035-36 | 2036-37 | 2037-38 | 2038-39 | 2039-40 | 2040-41 | 2041-42 | 2042-43 | 2043-44 | 2044-45 | 2045-46 | 2046-47 | 2047-48 | 2048-49 | 2049-50
SA1 | Black Coal | 0 | 0 | 0 | 0 | 0 | 0 | 0 | 0 | 0 | 0 | 0 | 0 | 0 | 0 | 0 | 0 | 0 | 0 | 0 | 0 | 0 | 0 | 0 | 0 | 0 | 0 | 0
SA1 | Brown Coal | 0 | 0 | 0 | 0 | 0 | 0 | 0 | 0 | 0 | 0 | 0 | 0 | 0 | 0 | 0 | 0 | 0 | 0 | 0 | 0 | 0 | 0 | 0 | 0 | 0 | 0 | 0
SA1 | CCGT | 709 | 529 | 529 | 529 | 529 | 529 | 529 | 529 | 529 | 529 | 529 | 529 | 529 | 529 | 0 | 0 | 0 | 0 | 0 | 0 | 0 | 0 | 0 | 0 | 0 | 0 | 0
SA1 | Gas - Steam | 800 | 800 | 800 | 0 | 0 | 0 | 0 | 0 | 0 | 0 | 0 | 0 | 0 | 0 | 0 | 0 | 0 | 0 | 0 | 0 | 0 | 0 | 0 | 0 | 0 | 0 | 0
SA1 | OCGT / Diesel | 1460.66 | 1460.6601 | 1460.6601 | 1460.6603 | 1460.6603 | 1460.6603 | 1460.6603 | 1078.1603 | 1078.1603 | 801.3004 | 801.3004 | 801.3004 | 721.3015 | 721.3015 | 721.3021 | 721.3021 | 721.3021 | 721.3021 | 721.3021 | 721.3021 | 741.691 | 531.691 | 531.691 | 377.691 | 377.691 | 377.691 | 377.691
SA1 | Hydro | 0 | 0 | 0 | 0 | 0 | 0 | 0 | 0 | 0 | 0 | 0 | 0 | 0 | 0 | 0 | 0 | 0 | 0 | 0 | 0 | 0 | 0 | 0 | 0 | 0 | 0 | 0
SA1 | Hydrogen Turbine | 0 | 0 | 0 | 0 | 0 | 0 | 0 | 0 | 0 | 0 | 0 | 0 | 0 | 0 | 0 | 0 | 0 | 0 | 0 | 0 | 0 | 0 | 0 | 0 | 0 | 0 | 0
SA1 | Wind | 2349.75 | 2784.2759 | 2784.2759 | 3102.3304 | 3069.3306 | 3862.1876 | 4001.0194 | 4034.3767 | 4034.3768 | 4206.5206 | 4210.3456 | 4210.3457 | 3988.4578 | 3965.9143 | 4643.0396 | 4641.911 | 4705.5054 | 4723.909 | 4723.909 | 5363.6245 | 5182.7946 | 5429.8044 | 5086.6044 | 6612.3431 | 7248.6032 | 7635.6993 | 8157.6796
SA1 | Solar PV | 578.73 | 578.7317 | 578.7322 | 578.7323 | 578.7323 | 578.7324 | 578.7324 | 578.7341 | 572.6141 | 981.5531 | 981.5531 | 1625.4375 | 1625.4375 | 1625.4375 | 2725.726 | 2725.7261 | 2894.9912 | 5267.4604 | 6259.2521 | 6807.0722 | 9782.0345 | 9526.7007 | 9519.3207 | 9819.9256 | 9788.0636 | 10321.0199 | 10261.3718
SA1 | Grid Battery | 479.6 | 479.6006 | 479.6007 | 479.6016 | 479.6016 | 479.6016 | 479.6017 | 449.6121 | 449.6122 | 1019.3237 | 1019.3238 | 994.3238 | 1244.7503 | 1244.7504 | 1530.8224 | 1530.8225 | 1530.8226 | 2203.9648 | 2967.3243 | 2969.3054 | 3548.1665 | 3849.4915 | 3839.4914 | 3839.4906 | 3839.4907 | 3839.4908 | 3839.4951
SA1 | Pumped Hydro | 0 | 0 | 0.0004971 | 0.0007334 | 0.00074348 | 0.00075027 | 0.00076596 | 0.00097187 | 0.00097399 | 0.0010022 | 0.0010155 | 0.0010284 | 0.001199 | 0.0012103 | 0.0015157 | 0.0015227 | 0.0015397 | 0.0016565 | 0.0018539 | 0.001993 | 0.00204 | 0.0024257 | 0.0024346 | 0.002442 | 0.002449 | 0.0024595 | 0.0026895
SA1 | VPP | 88.62 | 126.93 | 170.25 | 214.27 | 262.04 | 314.13 | 396.52 | 477.31 | 565.27 | 670.98 | 790.06 | 915.3 | 1040.16 | 1167.34 | 1287.02 | 1406.9399 | 1492.74 | 1574.29 | 1645.8199 | 1722.14 | 1798.65 | 1879.62 | 1959.37 | 2043.49 | 2126.73 | 2214.3501 | 2301.9099
Total excluding storage |  | 6466.36 | 6759.1982 | 6802.5195 | 6364.5953 | 6379.3656 | 7224.3126 | 7445.5345 | 7147.1943 | 7229.0344 | 8208.6788 | 8331.5838 | 9075.7083 | 9149.1084 | 9253.7448 | 10907.9117 | 11026.703 | 11345.3628 | 14490.9279 | 16317.6093 | 17583.4462 | 21053.3386 | 21217.3099 | 20936.48 | 22692.9428 | 23380.5809 | 24388.2536 | 24938.1501
Region | Technology | 2023-24 | 2024-25 | 2025-26 | 2026-27 | 2027-28 | 2028-29 | 2029-30 | 2030-31 | 2031-32 | 2032-33 | 2033-34 | 2034-35 | 2035-36 | 2036-37 | 2037-38 | 2038-39 | 2039-40 | 2040-41 | 2041-42 | 2042-43 | 2043-44 | 2044-45 | 2045-46 | 2046-47 | 2047-48 | 2048-49 | 2049-50
TAS1 | Black Coal | 0 | 0 | 0 | 0 | 0 | 0 | 0 | 0 | 0 | 0 | 0 | 0 | 0 | 0 | 0 | 0 | 0 | 0 | 0 | 0 | 0 | 0 | 0 | 0 | 0 | 0 | 0
TAS1 | Brown Coal | 0 | 0 | 0 | 0 | 0 | 0 | 0 | 0 | 0 | 0 | 0 | 0 | 0 | 0 | 0 | 0 | 0 | 0 | 0 | 0 | 0 | 0 | 0 | 0 | 0 | 0 | 0
TAS1 | CCGT | 208 | 208 | 208 | 208 | 208 | 208 | 208 | 208 | 208 | 208 | 208 | 208 | 208 | 208 | 208 | 208 | 208 | 208 | 208 | 208 | 208 | 208 | 208 | 208 | 208 | 208 | 208
TAS1 | Gas - Steam | 0 | 0 | 0 | 0 | 0 | 0 | 0 | 0 | 0 | 0 | 0 | 0 | 0 | 0 | 0 | 0 | 0 | 0 | 0 | 0 | 0 | 0 | 0 | 0 | 0 | 0 | 0
TAS1 | OCGT / Diesel | 178 | 178.0001 | 178.0001 | 178.0001 | 178.0001 | 178.0001 | 178.0001 | 178.0003 | 178.0003 | 178.0004 | 178.0004 | 178.0004 | 178.0009 | 178.0009 | 178.001 | 178.001 | 178.001 | 58.001 | 58.001 | 58.001 | 58.0011 | 58.0022 | 58.0022 | 58.0022 | 58.0022 | 58.0022 | 58.0022
TAS1 | Hydro | 2551 | 2551 | 2551 | 2551 | 2551 | 2551 | 2551 | 2551 | 2551 | 2551 | 2551 | 2551 | 2551 | 2551 | 2551 | 2551 | 2551 | 2551 | 2551 | 2551 | 2551 | 2551 | 2551 | 2551 | 2551 | 2551 | 2551
TAS1 | Hydrogen Turbine | 0 | 0 | 0 | 0 | 0 | 0 | 0 | 0 | 0 | 0 | 0 | 0 | 0 | 0 | 0 | 0 | 0 | 0 | 0 | 0 | 0 | 0 | 0 | 0 | 0 | 0 | 0
TAS1 | Wind | 563.6 | 1145.3367 | 1145.3367 | 1155.9387 | 1298.2382 | 1367.7194 | 1829.264 | 1836.9479 | 2954.8031 | 2955.6497 | 2955.6497 | 2955.6497 | 2955.6497 | 2955.6497 | 2958.1926 | 2958.1926 | 2958.1926 | 2961.3836 | 2961.3836 | 2961.3836 | 2961.3836 | 2817.3836 | 2817.3837 | 2817.3838 | 2817.3838 | 2817.3839 | 2817.3839
TAS1 | Solar PV | 0 | 0.00045516 | 0.00045643 | 0.00050453 | 0.0005094 | 0.00051156 | 0.00053067 | 0.00066892 | 0.00067428 | 0.00090746 | 0.00091048 | 0.0012272 | 0.0012291 | 0.0012386 | 0.001382 | 0.001401 | 0.001633 | 150.0003 | 150.0003 | 150.0003 | 150.0005 | 150.001 | 150.001 | 150.0011 | 150.0011 | 150.0032 | 150.0032
TAS1 | Grid Battery | 0 | 0.0004085 | 0.00050802 | 0.00059086 | 0.000737 | 0.00073934 | 0.00094038 | 0.0019115 | 0.0022274 | 0.0030771 | 0.0030902 | 0.0030977 | 0.0031163 | 0.0031388 | 0.003644 | 0.0036689 | 0.0036915 | 0.003714 | 0.0038379 | 0.0038644 | 0.0044458 | 0.0056721 | 0.0055942 | 0.0055416 | 0.0059647 | 0.0067312 | 0.007175
TAS1 | Pumped Hydro | 0 | 0 | 0.0010754 | 0.0012013 | 0.0014524 | 0.001603 | 0.0024913 | 37.4077 | 37.4079 | 511.5142 | 511.5142 | 511.5143 | 648.6105 | 648.6105 | 754.8452 | 754.8452 | 754.8453 | 754.8453 | 754.8453 | 754.8453 | 754.8454 | 811.0201 | 811.0202 | 811.0202 | 811.0202 | 811.0203 | 811.0203
TAS1 | VPP | 6.48 | 13.06 | 22.07 | 33.05 | 46.21 | 61.68 | 85.3 | 104.67 | 124.59 | 148.98 | 176.72 | 207.34 | 238.55 | 270.94 | 302.03 | 333.24 | 355.98 | 377.66 | 396.47 | 416.27 | 435.68 | 456.1 | 475.92 | 496.67 | 516.81 | 537.9 | 558.31
Total excluding storage |  | 3507.08 | 4095.3977 | 4104.4088 | 4125.9911 | 4281.451 | 4366.4024 | 4851.5681 | 4916.0285 | 6053.8041 | 6553.1482 | 6580.8883 | 6611.5087 | 6779.8155 | 6812.2055 | 6952.0739 | 6983.284 | 7006.0243 | 7060.8939 | 7079.7041 | 7099.5042 | 7118.915 | 7051.5126 | 7071.3326 | 7092.0828 | 7112.2233 | 7133.3163 | 7153.7268
Explicitly modelled pumping
Region | Technology | 2023-24 | 2024-25 | 2025-26 | 2026-27 | 2027-28 | 2028-29 | 2029-30 | 2030-31 | 2031-32 | 2032-33 | 2033-34 | 2034-35 | 2035-36 | 2036-37 | 2037-38 | 2038-39 | 2039-40 | 2040-41 | 2041-42 | 2042-43 | 2043-44 | 2044-45 | 2045-46 | 2046-47 | 2047-48 | 2048-49 | 2049-50
NEM | Grid Battery pump | 954.93 | 954.9365 | 1379.7514 | 1379.7566 | 2009.4912 | 3260.7758 | 3335.7761 | 3689.9734 | 3721.6998 | 6154.0203 | 6256.5871 | 6231.5871 | 6846.9237 | 6796.9238 | 7234.855 | 7234.8553 | 10400.4566 | 11617.63 | 15302.7558 | 18076.0524 | 19066.3527 | 20658.934 | 20235.1243 | 20532.6028 | 19902.8694 | 21563.9521 | 21804.643
NEM | Pumped Hydro Pump | 1310 | 1310 | 2033.4378 | 2033.4393 | 4095.6267 | 4251.9177 | 4251.9186 | 4289.3249 | 4289.325 | 4763.4314 | 4763.4315 | 5017.5533 | 5154.6504 | 5154.6505 | 7056.7194 | 7056.7194 | 7513.5757 | 7513.576 | 7513.5767 | 7513.5772 | 7513.578 | 7585.7965 | 7585.7967 | 8337.0441 | 8337.0441 | 8397.3741 | 8397.3744
NEM | VPP pump | 318.73 | 623.03 | 1035.46 | 1538.9 | 2142.79 | 2807.6 | 3819.27 | 4674.27 | 5519.2001 | 6499.25 | 7698.5399 | 9010.2399 | 10339.3001 | 11714.6999 | 13054.31 | 14363.1999 | 15318.2998 | 16214.4898 | 16978.9203 | 17751.1898 | 18511.9699 | 19307.4097 | 20087.2598 | 20907.45 | 21712.49 | 22566.1805 | 23396.9398
Region | Technology | 2023-24 | 2024-25 | 2025-26 | 2026-27 | 2027-28 | 2028-29 | 2029-30 | 2030-31 | 2031-32 | 2032-33 | 2033-34 | 2034-35 | 2035-36 | 2036-37 | 2037-38 | 2038-39 | 2039-40 | 2040-41 | 2041-42 | 2042-43 | 2043-44 | 2044-45 | 2045-46 | 2046-47 | 2047-48 | 2048-49 | 2049-50
NSW1 | Grid Battery pump | 50 | 50.0042 | 474.8188 | 474.8192 | 1104.5534 | 1479.3872 | 1554.3873 | 1554.3892 | 1554.3893 | 2284.2167 | 2284.2168 | 2284.2168 | 2284.2187 | 2234.2187 | 2234.2189 | 2234.219 | 3792.8903 | 3792.8924 | 4432.9275 | 4616.7339 | 4783.379 | 5418.2325 | 5004.4231 | 5301.904 | 4672.1701 | 5327.1955 | 5252.1986
NSW1 | Pumped Hydro Pump | 840 | 840 | 1313.435 | 1313.435 | 3375.6221 | 3375.6223 | 3375.6224 | 3375.6224 | 3375.6224 | 3375.6225 | 3375.6225 | 3375.6225 | 3375.6227 | 3375.6227 | 3375.6256 | 3375.6256 | 3375.6256 | 3375.6257 | 3375.6258 | 3375.6259 | 3375.6262 | 3375.6291 | 3375.6291 | 3375.632 | 3375.632 | 3375.632 | 3375.632
NSW1 | VPP pump | 97.18 | 193.89 | 321.47 | 477.31 | 663.94 | 884.26 | 1223.6 | 1508.4199 | 1818.1601 | 2178.94 | 2618.45 | 3090.16 | 3561.6901 | 4049.33 | 4508.48 | 4960.7201 | 5286.7 | 5588.1199 | 5842.6702 | 6109.57 | 6370.5701 | 6645.5899 | 6914.0398 | 7197.4098 | 7473.8901 | 7766.0502 | 8050.0099
Region | Technology | 2023-24 | 2024-25 | 2025-26 | 2026-27 | 2027-28 | 2028-29 | 2029-30 | 2030-31 | 2031-32 | 2032-33 | 2033-34 | 2034-35 | 2035-36 | 2036-37 | 2037-38 | 2038-39 | 2039-40 | 2040-41 | 2041-42 | 2042-43 | 2043-44 | 2044-45 | 2045-46 | 2046-47 | 2047-48 | 2048-49 | 2049-50
QLD1 | Grid Battery pump | 100 | 100.0005 | 100.0006 | 100.001 | 100.0012 | 976.452 | 976.452 | 1220.224 | 1251.9498 | 2239.0124 | 2396.9091 | 2396.9091 | 2396.9091 | 2396.9091 | 2396.9091 | 2396.9092 | 3940.1002 | 3940.1002 | 5454.5938 | 8042.1028 | 8042.1029 | 8042.1026 | 8042.1026 | 8042.1023 | 8042.1023 | 9048.1585 | 9048.1585
QLD1 | Pumped Hydro Pump | 470 | 470 | 720.0006 | 720.001 | 720.001 | 876.2916 | 876.2916 | 876.2916 | 876.2916 | 876.2916 | 876.2916 | 1130.4134 | 1130.4134 | 1130.4134 | 2926.2417 | 2926.2417 | 3383.0979 | 3383.0979 | 3383.0979 | 3383.0982 | 3383.0982 | 3383.0982 | 3383.0982 | 4134.3428 | 4134.3428 | 4134.3428 | 4134.3428
QLD1 | VPP pump | 70.65 | 151.98 | 266.91 | 406.55 | 573.37 | 775 | 1088.95 | 1359.6801 | 1609.11 | 1901.09 | 2255.9299 | 2641.22 | 3035.73 | 3438.95 | 3828.0601 | 4218.1699 | 4496.1499 | 4751.3198 | 4961.6001 | 5182.0498 | 5399.3799 | 5623.0098 | 5842.4302 | 6071.3901 | 6296.3501 | 6536.04 | 6765.5898
Region | Technology | 2023-24 | 2024-25 | 2025-26 | 2026-27 | 2027-28 | 2028-29 | 2029-30 | 2030-31 | 2031-32 | 2032-33 | 2033-34 | 2034-35 | 2035-36 | 2036-37 | 2037-38 | 2038-39 | 2039-40 | 2040-41 | 2041-42 | 2042-43 | 2043-44 | 2044-45 | 2045-46 | 2046-47 | 2047-48 | 2048-49 | 2049-50
VIC1 | Grid Battery pump | 375.33 | 375.3308 | 375.3308 | 375.3342 | 375.3343 | 375.3343 | 375.3343 | 515.7461 | 515.7461 | 661.4643 | 606.1343 | 606.1344 | 971.0425 | 971.0425 | 1122.9009 | 1122.901 | 1186.6399 | 1730.669 | 2497.9064 | 2497.9064 | 2742.6999 | 3399.1017 | 3399.1017 | 3399.1003 | 3399.1004 | 3399.1006 | 3714.7836
VIC1 | Pumped Hydro Pump | 0 | 0 | 0.00058899 | 0.0013777 | 0.001385 | 0.0013914 | 0.0013995 | 0.0021438 | 0.0021454 | 0.0021523 | 0.0021591 | 0.0021665 | 0.0026567 | 0.0026771 | 0.0052939 | 0.0053027 | 0.0053208 | 0.0055005 | 0.0057813 | 0.0058052 | 0.0061379 | 16.0465 | 16.0467 | 16.0468 | 16.0468 | 76.3766 | 76.3766
VIC1 | VPP pump | 55.8 | 137.17 | 254.76 | 407.72 | 597.23 | 772.53 | 1024.9 | 1224.19 | 1402.07 | 1599.26 | 1857.38 | 2156.22 | 2463.1699 | 2788.1399 | 3128.7199 | 3444.1299 | 3686.7299 | 3923.1 | 4132.3601 | 4321.16 | 4507.69 | 4703.0901 | 4895.4999 | 5098.49 | 5298.7098 | 5511.8401 | 5721.1202
Region | Technology | 2023-24 | 2024-25 | 2025-26 | 2026-27 | 2027-28 | 2028-29 | 2029-30 | 2030-31 | 2031-32 | 2032-33 | 2033-34 | 2034-35 | 2035-36 | 2036-37 | 2037-38 | 2038-39 | 2039-40 | 2040-41 | 2041-42 | 2042-43 | 2043-44 | 2044-45 | 2045-46 | 2046-47 | 2047-48 | 2048-49 | 2049-50
SA1 | Grid Battery pump | 429.6 | 429.6006 | 429.6007 | 429.6016 | 429.6016 | 429.6016 | 429.6017 | 399.6121 | 399.6122 | 969.3237 | 969.3238 | 944.3238 | 1194.7503 | 1194.7504 | 1480.8224 | 1480.8225 | 1480.8226 | 2153.9648 | 2917.3243 | 2919.3054 | 3498.1665 | 3799.4915 | 3789.4914 | 3789.4906 | 3789.4907 | 3789.4908 | 3789.4951
SA1 | Pumped Hydro Pump | 0 | 0 | 0.0004971 | 0.0007334 | 0.00074348 | 0.00075027 | 0.00076596 | 0.00097187 | 0.00097399 | 0.0010022 | 0.0010155 | 0.0010284 | 0.001199 | 0.0012103 | 0.0015157 | 0.0015227 | 0.0015397 | 0.0016565 | 0.0018539 | 0.001993 | 0.00204 | 0.0024257 | 0.0024346 | 0.002442 | 0.002449 | 0.0024595 | 0.0026895
SA1 | VPP pump | 88.62 | 126.93 | 170.25 | 214.27 | 262.04 | 314.13 | 396.52 | 477.31 | 565.27 | 670.98 | 790.06 | 915.3 | 1040.16 | 1167.34 | 1287.02 | 1406.9399 | 1492.74 | 1574.29 | 1645.8199 | 1722.14 | 1798.65 | 1879.62 | 1959.37 | 2043.49 | 2126.73 | 2214.3501 | 2301.9099
Region | Technology | 2023-24 | 2024-25 | 2025-26 | 2026-27 | 2027-28 | 2028-29 | 2029-30 | 2030-31 | 2031-32 | 2032-33 | 2033-34 | 2034-35 | 2035-36 | 2036-37 | 2037-38 | 2038-39 | 2039-40 | 2040-41 | 2041-42 | 2042-43 | 2043-44 | 2044-45 | 2045-46 | 2046-47 | 2047-48 | 2048-49 | 2049-50
TAS1 | Grid Battery pump | 0 | 0.0004085 | 0.00050802 | 0.00059086 | 0.000737 | 0.00073934 | 0.00094038 | 0.0019115 | 0.0022274 | 0.0030771 | 0.0030902 | 0.0030977 | 0.0031163 | 0.0031388 | 0.003644 | 0.0036689 | 0.0036915 | 0.003714 | 0.0038379 | 0.0038644 | 0.0044458 | 0.0056721 | 0.0055942 | 0.0055416 | 0.0059647 | 0.0067312 | 0.007175
TAS1 | Pumped Hydro Pump | 0 | 0 | 0.0010754 | 0.0012013 | 0.0014524 | 0.001603 | 0.0024913 | 37.4077 | 37.4079 | 511.5142 | 511.5142 | 511.5143 | 648.6105 | 648.6105 | 754.8452 | 754.8452 | 754.8453 | 754.8453 | 754.8453 | 754.8453 | 754.8454 | 811.0201 | 811.0202 | 811.0202 | 811.0202 | 811.0203 | 811.0203
TAS1 | VPP pump | 6.48 | 13.06 | 22.07 | 33.05 | 46.21 | 61.68 | 85.3 | 104.67 | 124.59 | 148.98 | 176.72 | 207.34 | 238.55 | 270.94 | 302.03 | 333.24 | 355.98 | 377.66 | 396.47 | 416.27 | 435.68 | 456.1 | 475.92 | 496.67 | 516.81 | 537.9 | 558.31
Non-controllable capacity
Region | Technology | 2023-24 | 2024-25 | 2025-26 | 2026-27 | 2027-28 | 2028-29 | 2029-30 | 2030-31 | 2031-32 | 2032-33 | 2033-34 | 2034-35 | 2035-36 | 2036-37 | 2037-38 | 2038-39 | 2039-40 | 2040-41 | 2041-42 | 2042-43 | 2043-44 | 2044-45 | 2045-46 | 2046-47 | 2047-48 | 2048-49 | 2049-50
NEM | Distributed PV | 21305.3199 | 23783.7875 | 26307.9402 | 28683.0656 | 30997.3311 | 33056.1738 | 35131.4286 | 37225.1411 | 39139.2597 | 41092.1585 | 43056.1697 | 44973.918 | 46776.6488 | 48455.6888 | 50096.6069 | 51732.2029 | 53368.4087 | 54991.7064 | 56590.529 | 58157.7847 | 59721.6486 | 61252.1457 | 62750.1401 | 64227.6819 | 65692.4157 | 67156.842 | 68592.5947
NEM | Behind the meter battery | 1532.774 | 2363.942 | 3138.813 | 3799.655 | 4362.937 | 4766.226 | 5452.85 | 6404.258 | 7275.412 | 8208.606 | 9365.756 | 10518.285 | 11616.745 | 12616.001 | 13522.413 | 14246.216 | 14595.405 | 14782.715 | 14854.807 | 14850.894 | 14858.858 | 14816.816 | 14786.692 | 14709.851 | 14647.112 | 14542.039 | 14447.076
NEM | Behind the meter battery pump | 1532.774 | 2363.942 | 3138.813 | 3799.655 | 4362.937 | 4766.226 | 5452.85 | 6404.258 | 7275.412 | 8208.606 | 9365.756 | 10518.285 | 11616.745 | 12616.001 | 13522.413 | 14246.216 | 14595.405 | 14782.715 | 14854.807 | 14850.894 | 14858.858 | 14816.816 | 14786.692 | 14709.851 | 14647.112 | 14542.039 | 14447.076
Region | Technology | 2023-24 | 2024-25 | 2025-26 | 2026-27 | 2027-28 | 2028-29 | 2029-30 | 2030-31 | 2031-32 | 2032-33 | 2033-34 | 2034-35 | 2035-36 | 2036-37 | 2037-38 | 2038-39 | 2039-40 | 2040-41 | 2041-42 | 2042-43 | 2043-44 | 2044-45 | 2045-46 | 2046-47 | 2047-48 | 2048-49 | 2049-50
NSW1 | Distributed PV | 6922.7278 | 7729.2309 | 8520.6213 | 9270.916 | 9991.0548 | 10709.4737 | 11436.4432 | 12170.0293 | 12901.8102 | 13643.2719 | 14388.327 | 15121.2532 | 15810.1091 | 16449.2428 | 17061.911 | 17667.5949 | 18262.5884 | 18847.5107 | 19429.6702 | 20006.0115 | 20581.8604 | 21155.9203 | 21714.392 | 22270.0128 | 22818.1721 | 23366.9007 | 23907.737
NSW1 | Behind the meter battery | 551.877 | 804.322 | 1024.308 | 1210.452 | 1364.306 | 1497.826 | 1724.841 | 2042.145 | 2372.98 | 2728.353 | 3161.396 | 3582.597 | 3974.635 | 4331.67 | 4638.514 | 4887.035 | 5003.34 | 5060.883 | 5077.624 | 5077.998 | 5080.442 | 5067.991 | 5058.102 | 5033.27 | 5011.559 | 4974.783 | 4941.039
NSW1 | Behind the meter battery pump | 551.877 | 804.322 | 1024.308 | 1210.452 | 1364.306 | 1497.826 | 1724.841 | 2042.145 | 2372.98 | 2728.353 | 3161.396 | 3582.597 | 3974.635 | 4331.67 | 4638.514 | 4887.035 | 5003.34 | 5060.883 | 5077.624 | 5077.998 | 5080.442 | 5067.991 | 5058.102 | 5033.27 | 5011.559 | 4974.783 | 4941.039
Region | Technology | 2023-24 | 2024-25 | 2025-26 | 2026-27 | 2027-28 | 2028-29 | 2029-30 | 2030-31 | 2031-32 | 2032-33 | 2033-34 | 2034-35 | 2035-36 | 2036-37 | 2037-38 | 2038-39 | 2039-40 | 2040-41 | 2041-42 | 2042-43 | 2043-44 | 2044-45 | 2045-46 | 2046-47 | 2047-48 | 2048-49 | 2049-50
QLD1 | Distributed PV | 6248.8361 | 6947.0674 | 7675.3939 | 8329.1378 | 8959.7591 | 9601.5014 | 10257.5206 | 10923.9163 | 11482.7322 | 12062.7058 | 12645.1129 | 13200.5423 | 13720.0122 | 14196.9812 | 14666.6175 | 15133.8037 | 15601.3471 | 16059.6919 | 16507.7851 | 16936.909 | 17361.4807 | 17759.7202 | 18151.2329 | 18530.0201 | 18907.3395 | 19284.6318 | 19645.5083
QLD1 | Behind the meter battery | 394.573 | 630.911 | 861.169 | 1044.6 | 1202.901 | 1345.985 | 1584.437 | 1898.505 | 2160.37 | 2444.34 | 2791.527 | 3133.696 | 3465.114 | 3761.008 | 4025.809 | 4247.882 | 4350.515 | 4399.744 | 4410.491 | 4406.235 | 4406.755 | 4388.948 | 4375.983 | 4347.22 | 4324.124 | 4288.709 | 4255.283
QLD1 | Behind the meter battery pump | 394.573 | 630.911 | 861.169 | 1044.6 | 1202.901 | 1345.985 | 1584.437 | 1898.505 | 2160.37 | 2444.34 | 2791.527 | 3133.696 | 3465.114 | 3761.008 | 4025.809 | 4247.882 | 4350.515 | 4399.744 | 4410.491 | 4406.235 | 4406.755 | 4388.948 | 4375.983 | 4347.22 | 4324.124 | 4288.709 | 4255.283
Region | Technology | 2023-24 | 2024-25 | 2025-26 | 2026-27 | 2027-28 | 2028-29 | 2029-30 | 2030-31 | 2031-32 | 2032-33 | 2033-34 | 2034-35 | 2035-36 | 2036-37 | 2037-38 | 2038-39 | 2039-40 | 2040-41 | 2041-42 | 2042-43 | 2043-44 | 2044-45 | 2045-46 | 2046-47 | 2047-48 | 2048-49 | 2049-50
VIC1 | Distributed PV | 5088.0472 | 5784.8093 | 6517.8103 | 7244.8402 | 7972.8586 | 8440.036 | 8899.9999 | 9361.2525 | 9753.485 | 10152.4267 | 10554.6243 | 10955.7069 | 11336.6884 | 11697.8006 | 12064.3842 | 12436.8983 | 12822.6385 | 13216.1178 | 13604.8437 | 13986.4661 | 14369.4957 | 14748.6326 | 15123.685 | 15496.2621 | 15868.3943 | 16240.828 | 16611.2477
VIC1 | Behind the meter battery | 332.366 | 592.893 | 841.022 | 1068.623 | 1263.973 | 1337.973 | 1465.997 | 1677.258 | 1844.193 | 2011.668 | 2249.247 | 2505.083 | 2754.957 | 2990.166 | 3229.36 | 3404.1 | 3500.948 | 3565.602 | 3605.174 | 3604.675 | 3607.498 | 3598.421 | 3592.641 | 3576.025 | 3563.233 | 3540.764 | 3521.58
VIC1 | Behind the meter battery pump | 332.366 | 592.893 | 841.022 | 1068.623 | 1263.973 | 1337.973 | 1465.997 | 1677.258 | 1844.193 | 2011.668 | 2249.247 | 2505.083 | 2754.957 | 2990.166 | 3229.36 | 3404.1 | 3500.948 | 3565.602 | 3605.174 | 3604.675 | 3607.498 | 3598.421 | 3592.641 | 3576.025 | 3563.233 | 3540.764 | 3521.58
Region | Technology | 2023-24 | 2024-25 | 2025-26 | 2026-27 | 2027-28 | 2028-29 | 2029-30 | 2030-31 | 2031-32 | 2032-33 | 2033-34 | 2034-35 | 2035-36 | 2036-37 | 2037-38 | 2038-39 | 2039-40 | 2040-41 | 2041-42 | 2042-43 | 2043-44 | 2044-45 | 2045-46 | 2046-47 | 2047-48 | 2048-49 | 2049-50
SA1 | Distributed PV | 2721.0736 | 2952.4036 | 3178.229 | 3380.018 | 3575.1143 | 3766.8022 | 3959.2366 | 4151.598 | 4345.6836 | 4540.7188 | 4737.6385 | 4929.8701 | 5109.2393 | 5277.1929 | 5434.8308 | 5590.0872 | 5742.5081 | 5893.3201 | 6037.731 | 6182.434 | 6327.0782 | 6470.3066 | 6608.7163 | 6745.5179 | 6879.6508 | 7013.3702 | 7145.4031
SA1 | Behind the meter battery | 212.581 | 276.144 | 335.754 | 385.712 | 430.437 | 473.619 | 550.521 | 637.233 | 727.4 | 829.162 | 941.165 | 1047.02 | 1145.747 | 1232.744 | 1306.889 | 1367.354 | 1391.833 | 1402.348 | 1404.488 | 1403.319 | 1403.71 | 1400.492 | 1398.408 | 1392.55 | 1387.998 | 1379.539 | 1372.647
SA1 | Behind the meter battery pump | 212.581 | 276.144 | 335.754 | 385.712 | 430.437 | 473.619 | 550.521 | 637.233 | 727.4 | 829.162 | 941.165 | 1047.02 | 1145.747 | 1232.744 | 1306.889 | 1367.354 | 1391.833 | 1402.348 | 1404.488 | 1403.319 | 1403.71 | 1400.492 | 1398.408 | 1392.55 | 1387.998 | 1379.539 | 1372.647
Region | Technology | 2023-24 | 2024-25 | 2025-26 | 2026-27 | 2027-28 | 2028-29 | 2029-30 | 2030-31 | 2031-32 | 2032-33 | 2033-34 | 2034-35 | 2035-36 | 2036-37 | 2037-38 | 2038-39 | 2039-40 | 2040-41 | 2041-42 | 2042-43 | 2043-44 | 2044-45 | 2045-46 | 2046-47 | 2047-48 | 2048-49 | 2049-50
TAS1 | Distributed PV | 324.6353 | 370.2763 | 415.8856 | 458.1536 | 498.5443 | 538.3605 | 578.2282 | 618.3449 | 655.5487 | 693.0354 | 730.4671 | 766.5455 | 800.5998 | 834.4713 | 868.8634 | 903.8188 | 939.3267 | 975.0659 | 1010.4991 | 1045.9641 | 1081.7335 | 1117.566 | 1152.1139 | 1185.8689 | 1218.859 | 1251.1113 | 1282.6985
TAS1 | Behind the meter battery | 41.377 | 59.672 | 76.56 | 90.268 | 101.32 | 110.823 | 127.054 | 149.117 | 170.469 | 195.083 | 222.421 | 249.889 | 276.292 | 300.413 | 321.841 | 339.845 | 348.769 | 354.138 | 357.03 | 358.667 | 360.453 | 360.964 | 361.558 | 360.786 | 360.198 | 358.244 | 356.527
TAS1 | Behind the meter battery pump | 41.377 | 59.672 | 76.56 | 90.268 | 101.32 | 110.823 | 127.054 | 149.117 | 170.469 | 195.083 | 222.421 | 249.889 | 276.292 | 300.413 | 321.841 | 339.845 | 348.769 | 354.138 | 357.03 | 358.667 | 360.453 | 360.964 | 361.558 | 360.786 | 360.198 | 358.244 | 356.527

## Option 5_REZ Generation
Annual sent-out generation by REZ (GWh) - Option 5, Step Change Scenario
Note: the REZ generation includes generation from the existing, committed and anticipated renewables mapped to the relevant REZs
Explicitly modelled generation
Region | REZ | REZ Name | Technology | 2023-24 | 2024-25 | 2025-26 | 2026-27 | 2027-28 | 2028-29 | 2029-30 | 2030-31 | 2031-32 | 2032-33 | 2033-34 | 2034-35 | 2035-36 | 2036-37 | 2037-38 | 2038-39 | 2039-40 | 2040-41 | 2041-42 | 2042-43 | 2043-44 | 2044-45 | 2045-46 | 2046-47 | 2047-48 | 2048-49 | 2049-50
QLD | Q1 | Far North QLD | Solar | 0 | 0.00016267 | 0.00017565 | 0.00017425 | 0.00016343 | 0.00014823 | 0.00016696 | 0.00016914 | 0.00015863 | 0.00018043 | 0.00020799 | 0.00020405 | 0.00020069 | 0.0002034 | 0.00022362 | 0.00024179 | 0.00031536 | 0.00028994 | 0.00031818 | 0.0003565 | 0.00038314 | 0.00038072 | 0.00037595 | 0.00040386 | 0.00044529 | 0.00051974 | 0.00049071
QLD | Q2 | North Qld Clean Energy Hub | Solar | 221.1805 | 197.4944 | 215.9924 | 213.2453 | 207.9152 | 194.4563 | 205.0436 | 201.5662 | 199.6304 | 205.7182 | 197.4054 | 192.3308 | 191.7301 | 190.7964 | 68.7989 | 71.5471 | 62.9049 | 58.9863 | 63.0509 | 59.8372 | 58.3524 | 56.8801 | 63.9256 | 31.5485 | 31.578 | 0.00061721 | 0.00061155
QLD | Q3 | Northern Qld | Solar | 1169.8286 | 1052.0857 | 1181.9848 | 1159.6543 | 1098.1521 | 1020.0995 | 1131.8025 | 1139.4051 | 1100.1466 | 1148.8778 | 1074.6264 | 1055.5916 | 1040.1399 | 1021.8001 | 923.9434 | 997.454 | 973.5132 | 860.7433 | 988.9052 | 1688.937 | 1431.8575 | 1332.1289 | 1348.119 | 2095.7949 | 2002.7314 | 2078.1388 | 1697.5543
QLD | Q4 | Isaac | Solar | 1573.1062 | 1423.344 | 1553.2627 | 1578.9203 | 1498.3794 | 1427.8605 | 1591.8966 | 1586.6894 | 1594.526 | 1625.4762 | 1527.0118 | 1455.342 | 1501.8469 | 1472.4189 | 1323.2372 | 1451.6322 | 1269.7791 | 1177.0358 | 1295.5903 | 3055.6923 | 2933.5796 | 2763.0987 | 3298.9529 | 6699.6973 | 7020.6037 | 7604.3442 | 6885.2008
QLD | Q5 | Barcaldine | Solar | 35.2449 | 31.3069 | 34.2914 | 34.6671 | 34.4492 | 44.7272 | 46.7346 | 46.1636 | 45.7393 | 47.0097 | 44.9149 | 42.4749 | 43.7372 | 44.7946 | 82.3815 | 85.2886 | 121.5705 | 116.0629 | 125.0354 | 116.0946 | 95.2738 | 92.7588 | 115.3415 | 114.5413 | 115.3406 | 122.1404 | 118.2105
QLD | Q6 | Fitzroy | Solar | 843.7446 | 801.708 | 899.7382 | 904.416 | 880.3906 | 759.1702 | 862.9567 | 859.1382 | 1017.1948 | 2084.5961 | 2533.8145 | 2458.231 | 2418.2769 | 2416.5351 | 5587.2819 | 7772.12 | 13155.9423 | 15132.6599 | 15955.2683 | 16486.3569 | 15764.6776 | 15000.3296 | 14921.7972 | 13205.1088 | 14079.0771 | 14536.0698 | 14210.8525
QLD | Q7 | Wide Bay | Solar | 1362.3384 | 1214.9757 | 1348.0917 | 1313.2944 | 1282.4557 | 1138.1478 | 1246.3019 | 1252.2104 | 1325.579 | 1298.7374 | 1252.9395 | 1243.3546 | 1207.7079 | 1218.0126 | 1069.1001 | 1140.24 | 1024.2753 | 1059.4555 | 2432.384 | 4903.9957 | 4820.1536 | 4511.4994 | 4578.355 | 4125.7766 | 3798.7716 | 3956.3934 | 3862.9144
QLD | Q8 | Darling Downs | Solar | 3386.3017 | 3291.6972 | 3517.0826 | 3641.2914 | 3557.3195 | 3427.3495 | 3717.3881 | 5231.0182 | 6048.641 | 7322.7755 | 8835.8046 | 10919.7816 | 11004.635 | 10756.6267 | 9339.0649 | 10361.2063 | 15273.2085 | 14844.1571 | 14919.6833 | 16402.1989 | 16371.234 | 15663.6758 | 15739.2115 | 12888.923 | 12846.1497 | 16043.2579 | 18570.0298
QLD | Q9 | Banana | Solar | 0 | 0.0002312 | 0.00044296 | 0.00049078 | 0.00048594 | 0.00099508 | 54.8233 | 124.6425 | 289.8043 | 288.1298 | 300.651 | 305.5308 | 298.483 | 298.7761 | 347.1644 | 382.9638 | 2308.5264 | 4437.9907 | 4644.3164 | 12639.578 | 12323.779 | 11918.822 | 11922.379 | 10593.463 | 12401.918 | 13326.739 | 15310.26
NSW | N1 | North West NSW | Solar | 434.9551 | 400.0484 | 409.7289 | 435.1215 | 404.8029 | 387.4394 | 405.6121 | 432.058 | 421.972 | 436.5876 | 420.5665 | 400.9428 | 412.2516 | 403.909 | 371.1877 | 371.2272 | 420.7902 | 421.2433 | 447.6882 | 413.3928 | 404.4637 | 408.9076 | 432.0884 | 395.0501 | 342.1139 | 342.6915 | 336.876
NSW | N2 | New England | Solar | 1207.3513 | 1174.5143 | 1195.1894 | 1248.335 | 1221.7928 | 1034.8921 | 1073.8377 | 1836.0806 | 1891.0001 | 1861.7153 | 2171.8372 | 1987.3583 | 2110.1733 | 2802.3846 | 3737.0521 | 3749.1278 | 4464.3155 | 5634.3918 | 5766.8108 | 6463.4632 | 5768.2757 | 6084.5275 | 6238.3795 | 5190.4791 | 4390.6543 | 4488.6669 | 6656.2754
NSW | N3 | Central-West Orana | Solar | 2198.6221 | 2149.9088 | 4133.8645 | 4382.8122 | 4377.6608 | 3760.931 | 4901.6784 | 7803.2244 | 7895.7999 | 8747.7195 | 9913.7661 | 10114.9301 | 10826.3087 | 10672.2325 | 8900.0252 | 10511.1932 | 14306.296 | 14614.1195 | 14439.5925 | 15341.3606 | 16344.1178 | 17295.2205 | 17007.2972 | 18402.0049 | 20084.2809 | 23568.3178 | 23325.7526
NSW | N4 | Broken Hill | Solar | 107.4353 | 80.2218 | 92.7065 | 103.3495 | 109.5968 | 118.0618 | 113.4434 | 106.1241 | 105.5514 | 103.371 | 99.2206 | 98.0863 | 99.0966 | 103.1225 | 244.598 | 235.9574 | 259.6152 | 244.2021 | 266.7276 | 346.7432 | 421.2954 | 423.3194 | 495.7007 | 439.6751 | 411.5055 | 452.7134 | 505.4893
NSW | N5 | South West NSW | Solar | 1858.9775 | 1599.0973 | 1702.1302 | 2269.7223 | 2377.8097 | 2429.0824 | 2396.2728 | 2385.5407 | 2226.6056 | 3153.3919 | 3077.3759 | 2947.5288 | 3100.966 | 3167.5392 | 5296.97 | 5153.7874 | 7405.6845 | 7409.2128 | 8797.7831 | 8017.8844 | 7550.3225 | 7925.9673 | 8445.9309 | 7979.1089 | 7011.6094 | 7231.9879 | 7007.6447
NSW | N6 | Wagga Wagga | Solar | 1566.3347 | 1496.8532 | 1445.6307 | 1545.1964 | 1584.4684 | 2550.9265 | 3787.79 | 4016.2684 | 3874.6316 | 4040.979 | 3921.2512 | 3771.6639 | 3926.1274 | 3966.5205 | 3533.325 | 3706.1208 | 3820.2865 | 3312.9437 | 5327.9434 | 4851.4044 | 4579.8726 | 4716.1412 | 5009.4888 | 5057.2941 | 4632.119 | 4651.869 | 4386.045
NSW | N7 | Tumut | Solar | 0 | 0 | 0 | 0 | 0 | 0 | 0 | 0 | 0 | 0 | 0 | 0 | 0 | 0 | 0 | 0 | 0 | 0 | 0 | 0 | 0 | 0 | 0 | 0 | 0 | 0 | 0
NSW | N8 | Cooma-Monaro | Solar | 0 | 0 | 0 | 0 | 0 | 0 | 0 | 0 | 0 | 0 | 0 | 0 | 0 | 0 | 0 | 0 | 0 | 0 | 0 | 0 | 0 | 0 | 0 | 0 | 0 | 0 | 0
VIC | V1 | Ovens Murray | Solar | 0 | 0.0005525 | 0.00055837 | 0.00061963 | 0.00059044 | 0.00054528 | 0.00060611 | 0.0010424 | 0.00093307 | 0.0019273 | 0.0018421 | 0.0017866 | 0.0018087 | 0.0019405 | 775.4833 | 816.9198 | 1263.8551 | 1086.3441 | 1951.5408 | 1866.1149 | 1749.2426 | 1897.3473 | 1887.046 | 1718.5773 | 1817.8268 | 1889.5889 | 1741.5995
VIC | V2 | Murray River | Solar | 1253.0028 | 1034.0113 | 1085.7738 | 1088.1546 | 1035.8515 | 998.1828 | 972.8835 | 963.6854 | 1253.1297 | 2891.7827 | 2767.2653 | 2846.4749 | 2891.2628 | 3039.9354 | 2837.7792 | 2831.8945 | 2889.6032 | 2833.2084 | 3164.4254 | 3480.3323 | 3292.9695 | 3452.6922 | 3894.1459 | 3588.4515 | 3593.5532 | 3732.4369 | 3674.0506
VIC | V3 | Western Victoria | Solar | 0 | 0.00034209 | 0.00036938 | 0.001504 | 0.001615 | 0.0013711 | 0.0014925 | 0.0020287 | 0.0019118 | 130.2867 | 125.8644 | 661.933 | 680.4462 | 728.3266 | 579.4697 | 622.9382 | 635.0325 | 601.3411 | 2901.534 | 2864.3874 | 2691.7467 | 3083.1512 | 3340.6957 | 2598.2302 | 2759.0421 | 3412.2431 | 3147.0757
VIC | V4 | South West Victoria | Solar | 0 | 0 | 0 | 0 | 0 | 0 | 0 | 0 | 0 | 0 | 0 | 0 | 0 | 0 | 0 | 0 | 0 | 0 | 0 | 0 | 0 | 0 | 0 | 0 | 0 | 0 | 0
VIC | V5 | Gippsland | Solar | 0 | 0.00020953 | 0.00024293 | 0.00069994 | 0.0006695 | 0.00056414 | 0.00058969 | 0.00066301 | 0.00061795 | 0.00070461 | 0.00070411 | 0.0019476 | 0.0019291 | 0.0021281 | 0.0017477 | 0.0019152 | 855.1938 | 806.8964 | 852.018 | 880.9655 | 4519.988 | 4708.398 | 4706.8774 | 3832.4219 | 4015.0732 | 4440.21 | 4184.433
VIC | V6 | Central North VIC | Solar | 951.3374 | 853.6948 | 817.9085 | 845.2566 | 848.5228 | 872.8068 | 876.9715 | 844.325 | 767.6373 | 839.0956 | 806.507 | 762.4444 | 798.7696 | 820.2702 | 768.9128 | 748.3871 | 753.9044 | 712.5585 | 756.9596 | 922.1814 | 1195.6036 | 1158.5753 | 1838.6318 | 1920.7972 | 1943.9949 | 2146.1359 | 2145.1859
SA | S1 | South East SA | Solar | 326.9906 | 284.7562 | 284.3701 | 277.2575 | 279.3164 | 272.2493 | 270.518 | 255.4276 | 246.8624 | 280.6523 | 271.499 | 256.332 | 257.2292 | 275.7127 | 240.5777 | 257.818 | 242.4771 | 213.2199 | 162.2447 | 152.9788 | 143.2894 | 144.9808 | 152.1451 | 141.289 | 143.0079 | 146.0535 | 0.0038709
SA | S2 | Riverland | Solar | 46.1497 | 44.369 | 46.988 | 44.5683 | 46.1614 | 39.5354 | 40.7486 | 41.3375 | 30.0823 | 842.2299 | 796.819 | 1043.2232 | 1051.1931 | 1150.3423 | 1776.2188 | 1790.7089 | 1842.8384 | 5062.705 | 6542.2212 | 5684.4273 | 5870.6747 | 5883.7839 | 6733.1094 | 5259.1553 | 5026.829 | 5319.5903 | 5179.512
SA | S3 | Mid-North SA | Solar | 0 | 0.00033498 | 0.00042336 | 0.00041328 | 0.00042412 | 0.00036643 | 0.00039601 | 0.00067578 | 0.00065122 | 0.00086936 | 0.00086005 | 0.0017249 | 0.0016428 | 0.0017519 | 0.0024686 | 0.0025931 | 0.0030141 | 0.0027164 | 0.0028094 | 0.0040291 | 0.60731 | 0.59141 | 0.60954 | 0.53339 | 0.56084 | 0.58889 | 0.56078
SA | S4 | Yorke Peninsula | Solar | 0 | 0 | 0 | 0 | 0 | 0 | 0 | 0 | 0 | 0 | 0 | 0 | 0 | 0 | 0 | 0 | 0 | 0 | 0 | 0 | 0 | 0 | 0 | 0 | 0 | 0 | 0
SA | S5 | Northern SA | Solar | 820.1504 | 694.9364 | 717.6102 | 696.1934 | 692.8443 | 705.0736 | 667.7064 | 628.4831 | 632.3625 | 696.1957 | 651.7246 | 640.5598 | 642.6549 | 688.0022 | 628.6318 | 623.4252 | 580.9041 | 540.711 | 1775.5192 | 2245.2756 | 4345.1532 | 3944.2598 | 4454.9972 | 3717.5701 | 3439.7166 | 3584.848 | 3369.6758
SA | S6 | Leigh Creek | Solar | 0 | 0.00035586 | 0.00058908 | 0.00065468 | 0.00066342 | 0.00069299 | 0.00076138 | 0.0014627 | 0.0014982 | 0.0015519 | 0.001416 | 0.002815 | 0.0027247 | 0.0029112 | 778.1316 | 792.9945 | 777.029 | 726.6882 | 750.7396 | 786.7387 | 2379.404 | 2416.605 | 2680.3472 | 2831.0894 | 2884.5613 | 3576.33 | 3605.233
SA | S7 | Roxby Downs | Solar | 0 | 0.00044262 | 0.00080537 | 0.00079839 | 0.00080561 | 0.00072052 | 0.00073564 | 0.0015718 | 0.0015626 | 0.0025875 | 0.0024623 | 992.9337 | 999.556 | 1071.7762 | 1060.0466 | 1072.4214 | 1059.077 | 956.5131 | 982.1464 | 943.2134 | 1042.6587 | 1026.9817 | 1122.0994 | 990.5942 | 938.9002 | 983.3165 | 958.1131
SA | S8 | Eastern Eyre Peninsula | Solar | 0 | 0.00022855 | 0.00027884 | 0.00026506 | 0.00027874 | 0.00023045 | 0.00026323 | 0.00040329 | 0.00037707 | 0.00046752 | 0.00047641 | 0.00075632 | 0.00070097 | 0.00076896 | 0.00070844 | 0.00076158 | 0.0011701 | 0.0010346 | 0.0010534 | 0.0015318 | 0.0019728 | 0.0018634 | 0.0019617 | 0.0016682 | 0.0017887 | 0.0019709 | 0.0018441
SA | S9 | Western Eyre Peninsula | Solar | 0 | 0.0003028 | 0.00042284 | 0.00042766 | 0.00043034 | 0.00037515 | 0.00040126 | 0.00069813 | 0.00068076 | 0.0012969 | 0.0012492 | 0.0021279 | 0.0020018 | 0.0021011 | 0.0029916 | 0.0031345 | 0.0060516 | 0.012343 | 0.013072 | 0.024597 | 0.038121 | 0.042445 | 0.043059 | 0.03935 | 0.040521 | 0.043209 | 0.041485
TAS | T1 | North East Tasmania | Solar | 0 | 0.0002986 | 0.00030446 | 0.0003579 | 0.00033463 | 0.00029134 | 0.00029461 | 0.00039709 | 0.00035751 | 0.00054386 | 0.00055815 | 0.00093255 | 0.00092035 | 0.00089773 | 0.0007861 | 0.00081235 | 0.00082882 | 0.00068318 | 0.00073916 | 0.00080805 | 0.00092778 | 0.0014268 | 0.001386 | 0.0013428 | 0.0013814 | 0.0034108 | 0.0030343
TAS | T2 | North West Tasmania | Solar | 0 | 0.00016237 | 0.00015405 | 0.00017122 | 0.00016724 | 0.0001398 | 0.00016447 | 0.00020955 | 0.00019654 | 0.00028556 | 0.00031061 | 0.00035459 | 0.00034884 | 0.0003486 | 0.00034729 | 0.00038563 | 0.00059246 | 224.6474 | 235.5899 | 262.4078 | 244.7013 | 260.1635 | 260.6803 | 222.2902 | 247.5547 | 250.9464 | 235.2335
TAS | T3 | Central Highlands | Solar | 0 | 0.00019322 | 0.00018843 | 0.00021347 | 0.00021189 | 0.00017749 | 0.00018084 | 0.00024499 | 0.00023139 | 0.00032306 | 0.00034162 | 0.00041535 | 0.00040712 | 0.00042181 | 0.00044833 | 0.00044537 | 0.00050924 | 0.00044064 | 0.00047392 | 0.00053827 | 0.00053685 | 0.00077423 | 0.00078845 | 0.00076205 | 0.00075562 | 0.0014789 | 0.0013541
Region | REZ | REZ Name | Technology | 2023-24 | 2024-25 | 2025-26 | 2026-27 | 2027-28 | 2028-29 | 2029-30 | 2030-31 | 2031-32 | 2032-33 | 2033-34 | 2034-35 | 2035-36 | 2036-37 | 2037-38 | 2038-39 | 2039-40 | 2040-41 | 2041-42 | 2042-43 | 2043-44 | 2044-45 | 2045-46 | 2046-47 | 2047-48 | 2048-49 | 2049-50
QLD | Q1 | Far North QLD | Wind | 1304.4343 | 3069.0352 | 3325.1992 | 3462.6662 | 3553.8782 | 3354.6012 | 3469.8532 | 3766.7942 | 3777.6455 | 3867.5056 | 3356.2367 | 3474.3602 | 3637.5037 | 3745.9476 | 4468.1729 | 4654.3253 | 4604.715 | 4474.824 | 4532.6909 | 4101.8126 | 4149.7423 | 4270.3017 | 4418.1692 | 4219.2624 | 4344.429 | 4365.7954 | 5069.121
QLD | Q2 | North Qld Clean Energy Hub | Wind | 131.9648 | 139.3992 | 160.0041 | 167.5723 | 171.4567 | 2831.905 | 2750.8958 | 2695.0149 | 2746.1678 | 2612.9326 | 2333.3379 | 2657.4568 | 2703.8336 | 2774.128 | 2857.5629 | 2806.7205 | 2667.6934 | 2624.2108 | 2551.069 | 2315.5095 | 4346.2608 | 4357.2476 | 4307.0433 | 4487.2101 | 4348.6164 | 4240.4909 | 4173.756
QLD | Q3 | Northern Qld | Wind | 0 | 0 | 0 | 0 | 0 | 0 | 0 | 0 | 0 | 0 | 0 | 0 | 0 | 0 | 0 | 0 | 0 | 0 | 0 | 0 | 0 | 0 | 0 | 0 | 0 | 0 | 0
QLD | Q4 | Isaac | Wind | 0 | 0.0014841 | 0.001589 | 0.0015281 | 0.0044909 | 3096.3544 | 3054.0504 | 3221.3477 | 3238.4702 | 3039.2756 | 2841.4127 | 2891.6871 | 2700.7032 | 3095.1781 | 2910.2048 | 2902.3082 | 2949.7194 | 2862.5572 | 2766.7038 | 2630.5706 | 2592.533 | 2386.0603 | 2739.1919 | 2729.2406 | 2668.312 | 3523.723 | 3523.4078
QLD | Q5 | Barcaldine | Wind | 0 | 0.0013651 | 0.0014554 | 0.0029158 | 0.0082525 | 0.013532 | 0.013392 | 204.434 | 266.4501 | 279.6703 | 284.9272 | 298.6467 | 293.0364 | 304.9808 | 270.6331 | 268.3521 | 270.4493 | 277.5109 | 292.1237 | 281.5434 | 313.0503 | 306.9512 | 313.5487 | 280.4243 | 274.1169 | 286.0175 | 288.1309
QLD | Q6 | Fitzroy | Wind | 0 | 0.0056683 | 0.0058885 | 1572.6035 | 2971.9851 | 3624.322 | 3651.4608 | 3645.6148 | 3571.8199 | 3438.1558 | 4594.9858 | 4683.3427 | 4453.3093 | 4905.4719 | 10397.1365 | 10188.5092 | 9867.8928 | 9103.156 | 9254.1468 | 8799.3281 | 8928.8489 | 8353.0622 | 9068.3483 | 11446.9027 | 11045.2419 | 11191.2106 | 10357.1851
QLD | Q7 | Wide Bay | Wind | 0 | 0.00103 | 0.0010525 | 0.0011486 | 0.0012988 | 511.0494 | 496.5372 | 488.4641 | 428.9183 | 470.2203 | 438.6507 | 437.4789 | 424.6654 | 442.1291 | 478.7589 | 475.287 | 455.2604 | 383.9646 | 432.4356 | 415.2817 | 409.1319 | 395.7568 | 410.1269 | 1059.2711 | 2583.1018 | 2625.577 | 2314.1727
QLD | Q8 | Darling Downs | Wind | 2606.9229 | 4578.4437 | 4742.1553 | 4748.181 | 7657.1735 | 9644.4939 | 9546.2692 | 13831.2665 | 13391.3419 | 17239.6601 | 18972.5289 | 18309.7616 | 18116.0851 | 19156.6039 | 18902.6702 | 18482.142 | 18549.4569 | 17338.0061 | 18082.4754 | 20975.4375 | 20355.759 | 18733.1252 | 19661.9297 | 25252.9433 | 24372.5528 | 27402.9647 | 25434.5746
QLD | Q9 | Banana | Wind | 0 | 0.00087081 | 0.00092274 | 0.0010622 | 0.0017309 | 510.9538 | 484.4971 | 500.9808 | 471.6062 | 476.5043 | 442.4191 | 446.1357 | 448.6805 | 475.3026 | 471.5941 | 460.7822 | 475.0443 | 988.5091 | 1646.7701 | 1578.6733 | 1561.0517 | 1574.743 | 1677.4924 | 4408.0577 | 4213.8947 | 4390.3274 | 4039.3303
NSW | N1 | North West NSW | Wind | 0 | 0 | 0 | 0 | 0 | 0 | 0 | 0 | 0 | 0 | 0 | 0 | 0 | 0 | 0 | 0 | 0 | 0 | 0 | 0 | 0 | 0 | 0 | 0 | 0 | 0 | 0
NSW | N2 | New England | Wind | 1495.67 | 1259.5596 | 1306.3252 | 1377.8216 | 10278.1884 | 14007.8079 | 12885.6834 | 12906.6018 | 12141.0447 | 12761.0909 | 12020.8308 | 12403.5887 | 17592.7646 | 19507.861 | 22183.213 | 20205.4399 | 20287.5678 | 17869.421 | 20003.5766 | 18553.1513 | 18817.5125 | 19381.542 | 19866.468 | 21196.919 | 18266.113 | 18353.0524 | 16082.587
NSW | N3 | Central-West Orana | Wind | 382.8736 | 6811.0406 | 6560.0764 | 9495.0357 | 11044.8388 | 11116.019 | 11670.3194 | 11167.5686 | 10803.0141 | 14897.9683 | 16471.8865 | 15985.468 | 16702.0568 | 17077.4567 | 17262.8121 | 16947.1243 | 16009.1283 | 15619.4425 | 16414.6058 | 19236.4726 | 21361.4968 | 22254.0296 | 22773.0125 | 26646.2616 | 29459.7646 | 28601.9706 | 27246.1153
NSW | N4 | Broken Hill | Wind | 633.0895 | 555.9563 | 584.2821 | 634.3965 | 641.6603 | 625.2963 | 639.7692 | 649.4434 | 648.5542 | 615.958 | 584.7465 | 585.5448 | 621.5606 | 624.086 | 570.6685 | 581.4283 | 563.0888 | 680.6577 | 664.5148 | 711.351 | 466.9185 | 507.9714 | 517.6364 | 726.4207 | 716.4972 | 705.8356 | 745.8787
NSW | N5 | South West NSW | Wind | 0 | 0.00019819 | 0.0014846 | 0.0015061 | 0.0015089 | 0.0014731 | 0.0019209 | 0.0022582 | 0.0023508 | 0.0026426 | 0.0029458 | 0.0026391 | 0.0027686 | 0.0029256 | 0.0027064 | 0.0029388 | 0.0027374 | 0.0038025 | 0.0035616 | 0.08697 | 0.07761 | 0.12162 | 0.26002 | 0.24251 | 2463.2248 | 2390.2728 | 2546.144
NSW | N6 | Wagga Wagga | Wind | 0 | 0.00069543 | 0.00065717 | 0.0007481 | 0.00089085 | 0.0010625 | 0.0016607 | 0.0019011 | 0.0018998 | 0.0017989 | 0.0019497 | 0.0017238 | 0.001735 | 0.0019173 | 0.0017018 | 0.0020884 | 0.0020098 | 0.0024667 | 0.0022711 | 0.0043929 | 0.0038129 | 0.0039514 | 0.0045084 | 0.0043288 | 0.05111 | 0.051169 | 684.1753
NSW | N7 | Tumut | Wind | 0 | 0 | 0 | 0 | 0 | 0 | 0 | 0 | 0 | 0 | 0 | 0 | 0 | 0 | 0 | 0 | 0 | 0 | 0 | 0 | 0 | 0 | 0 | 0 | 0 | 0 | 0
NSW | N8 | Cooma-Monaro | Wind | 327.3942 | 1235.6754 | 1366.7151 | 1406.9093 | 1396.3037 | 1361.4236 | 1372.1633 | 1456.5714 | 1481.93 | 1345.6985 | 1371.5836 | 1387.3351 | 1428.3381 | 1397.6036 | 1354.6718 | 1370.9369 | 1719.7535 | 1658.6873 | 1543.1289 | 2763.4968 | 2731.3756 | 2789.4675 | 2677.8779 | 2670.1078 | 2664.783 | 2778.7417 | 2652.0813
VIC | V1 | Ovens Murray | Wind | 0 | 0 | 0 | 0 | 0 | 0 | 0 | 0 | 0 | 0 | 0 | 0 | 0 | 0 | 0 | 0 | 0 | 0 | 0 | 0 | 0 | 0 | 0 | 0 | 0 | 0 | 0
VIC | V2 | Murray River | Wind | 0 | 0 | 0 | 0 | 0 | 0 | 0 | 0 | 0 | 0 | 0 | 0 | 0 | 0 | 0 | 0 | 0 | 0 | 0 | 0 | 0 | 0 | 0 | 0 | 0 | 0 | 0
VIC | V3 | Western Victoria | Wind | 3823.3964 | 3673.177 | 3700.8387 | 3768.3302 | 6527.3655 | 7293.5342 | 7654.7305 | 7096.6225 | 8305.6618 | 7577.408 | 7348.0751 | 6616.2716 | 7055.0767 | 7420.4105 | 7716.1207 | 8228.7431 | 7745.5111 | 8646.1051 | 7699.9828 | 8381.0977 | 7786.3095 | 7632.9872 | 8216.7062 | 9846.2905 | 10153.3442 | 9413.9767 | 10417.377
VIC | V4 | South West Victoria | Wind | 5852.7045 | 6994.3755 | 7328.1878 | 8981.5305 | 9119.04 | 8330.1528 | 9085.4083 | 8879.5576 | 10027.0561 | 8869.545 | 15380.5685 | 15229.0439 | 15780.1243 | 16421.6159 | 15952.249 | 16571.7131 | 15644.1857 | 17104.6211 | 15267.2191 | 15956.681 | 15313.3823 | 15700.961 | 13602.6103 | 12423.0075 | 13464.7502 | 12557.9122 | 14067.1064
VIC | V5 | Gippsland | Wind | 0 | 1671.6195 | 1670.5285 | 1668.3709 | 1667.0896 | 1617.8016 | 3469.5213 | 5814.7173 | 6646.1222 | 5987.0743 | 6102.4268 | 5922.204 | 6112.8532 | 6099.6556 | 5807.3836 | 6143.1734 | 5907.0127 | 6717.088 | 6055.0304 | 6280.6254 | 6099.1442 | 6250.9223 | 6174.8992 | 5905.4153 | 6290.9319 | 6036.3511 | 6848.6643
VIC | V6 | Central North VIC | Wind | 0 | 0.001532 | 0.0014416 | 0.0028117 | 0.0028133 | 0.0032971 | 0.00327 | 982.0736 | 987.1459 | 1115.249 | 1074.5556 | 982.4659 | 1059.7974 | 1115.3698 | 1073.1382 | 1031.2837 | 1375.0786 | 1764.4794 | 1773.8592 | 1917.4489 | 1663.8136 | 1857.9835 | 3056.2366 | 3610.2643 | 3482.8519 | 3521.4011 | 3680.4603
SA | S1 | South East SA | Wind | 733.1105 | 2036.6236 | 1977.811 | 3136.1918 | 3086.444 | 2857.2217 | 3071.8162 | 2754.9251 | 3225.4089 | 2934.1454 | 3304.7741 | 2997.9664 | 3192.2269 | 3261.8094 | 2944.8692 | 3193.0625 | 2891.1988 | 3271.5182 | 2905.8203 | 3560.9067 | 3300.9384 | 3579.0982 | 3700.5488 | 3348.7759 | 3565.2363 | 3312.7407 | 3726.1266
SA | S2 | Riverland | Wind | 0 | 0.00087647 | 0.00082253 | 0.0012265 | 0.0011515 | 0.0010942 | 0.0013327 | 0.0017929 | 0.0019654 | 0.0020755 | 0.0026071 | 0.0023375 | 0.0026047 | 0.0025903 | 0.0023542 | 0.0029138 | 0.0027294 | 0.002803 | 0.0024074 | 0.0034902 | 0.0031115 | 0.0038915 | 0.0038711 | 0.0036363 | 0.004936 | 0.0048308 | 0.005167
SA | S3 | Mid-North SA | Wind | 4100.9079 | 4024.5919 | 3834.8496 | 4282.5558 | 4239.5117 | 6521.4209 | 6697.5963 | 6439.5012 | 6740.8017 | 6771.6429 | 6588.2713 | 5887.6537 | 6595.4204 | 6506.1671 | 6427.0006 | 6525.5081 | 6354.2878 | 6706.1506 | 6398.3726 | 7745.1006 | 6465.8195 | 7325.0702 | 7030.7465 | 6699.9412 | 7480.43 | 8098.2431 | 9876.1788
SA | S4 | Yorke Peninsula | Wind | 242.7241 | 224.1261 | 217.7977 | 286.6101 | 291.289 | 279.0118 | 301.5264 | 280.0177 | 321.337 | 291.7462 | 306.6113 | 269.4482 | 298.4463 | 313.9688 | 284.1676 | 299.6886 | 273.0415 | 300.4319 | 264.7095 | 283.2206 | 253.6355 | 279.707 | 295.6345 | 255.9176 | 263.1845 | 243.234 | 258.075
SA | S5 | Northern SA | Wind | 1290.4013 | 1254.7394 | 1262.2526 | 1340.5484 | 1346.8884 | 1266.3304 | 1257.0532 | 1249.1006 | 1270.1463 | 1180.378 | 1215.502 | 1165.0968 | 1284.6822 | 1324.648 | 1192.6884 | 1221.6905 | 1206.0416 | 1193.8532 | 1078.0189 | 1122.2382 | 1084.7633 | 1183.5593 | 577.5319 | 455.0493 | 448.7304 | 466.326 | 486.6517
SA | S6 | Leigh Creek | Wind | 0 | 0.0020782 | 0.0020386 | 0.0027715 | 0.0025832 | 0.0075671 | 0.0079032 | 0.0075349 | 0.0070854 | 0.0075092 | 0.0069804 | 0.0066256 | 0.0069199 | 0.0068775 | 1872.0487 | 1881.8032 | 1777.0898 | 1691.7467 | 1698.8029 | 1622.0452 | 1593.0684 | 1720.9023 | 1669.4646 | 6027.7915 | 6824.6358 | 6569.4594 | 6121.6891
SA | S7 | Roxby Downs | Wind | 0 | 0 | 0 | 0 | 0 | 0 | 0 | 0 | 0 | 0 | 0 | 0 | 0 | 0 | 0 | 0 | 0 | 0 | 0 | 0 | 0 | 0 | 0 | 0 | 0 | 0 | 0
SA | S8 | Eastern Eyre Peninsula | Wind | 313.2523 | 294.4319 | 299.5247 | 342.9481 | 337.1175 | 344.4568 | 344.1567 | 568.242 | 592.8456 | 768.8054 | 780.1491 | 699.7324 | 653.1711 | 674.9158 | 605.4998 | 639.0209 | 601.3122 | 626.6193 | 574.0369 | 596.2299 | 531.0131 | 1245.9247 | 1301.9516 | 1180.7515 | 1203.1066 | 1146.9117 | 1176.1577
SA | S9 | Western Eyre Peninsula | Wind | 0 | 0.0020346 | 0.0019346 | 0.004562 | 0.0045378 | 0.0041871 | 0.0042121 | 0.0095165 | 0.010125 | 0.022044 | 0.022694 | 0.020505 | 0.025701 | 0.026414 | 0.023731 | 0.02393 | 0.022446 | 0.07419 | 0.066292 | 0.070332 | 0.061256 | 0.16366 | 0.16814 | 0.15079 | 0.14811 | 0.14424 | 0.14764
TAS | T1 | North East Tasmania | Wind | 500.7797 | 741.8534 | 822.5335 | 775.9177 | 810.4017 | 761.4472 | 699.8346 | 689.4079 | 893.5735 | 903.5096 | 893.0595 | 961.6641 | 910.9224 | 994.1998 | 927.4351 | 885.3559 | 872.182 | 942.8258 | 920.7102 | 927.9389 | 1002.9785 | 972.0524 | 1034.5332 | 970.5176 | 920.3648 | 913.9961 | 980.229
TAS | T2 | North West Tasmania | Wind | 877.2252 | 838.2453 | 891.4854 | 953.182 | 961.2853 | 1144.4769 | 1102.3829 | 1052.7665 | 5658.1298 | 5712.3426 | 5422.9295 | 5504.236 | 5681.3459 | 5814.9628 | 5681.2734 | 5522.9496 | 5361.3329 | 5890.4026 | 5779.564 | 5546.8785 | 5647.9121 | 5833.5556 | 5908.6914 | 5779.6036 | 5607.6588 | 5454.8257 | 5972.4417
TAS | T3 | Central Highlands | Wind | 491.2282 | 2915.3216 | 3084.8746 | 3152.5903 | 4013.5997 | 3781.5486 | 5820.9745 | 5751.1629 | 6082.5637 | 6010.113 | 5658.0947 | 5894.5478 | 5980.8113 | 6315.6748 | 6014.458 | 5908.4447 | 5810.2095 | 6296.9374 | 6109.9067 | 5811.4312 | 6071.7894 | 5696.7002 | 5939.5115 | 5718.1729 | 5588.0149 | 5495.1527 | 5879.0719
Region | REZ | REZ Name | Technology | 2023-24 | 2024-25 | 2025-26 | 2026-27 | 2027-28 | 2028-29 | 2029-30 | 2030-31 | 2031-32 | 2032-33 | 2033-34 | 2034-35 | 2035-36 | 2036-37 | 2037-38 | 2038-39 | 2039-40 | 2040-41 | 2041-42 | 2042-43 | 2043-44 | 2044-45 | 2045-46 | 2046-47 | 2047-48 | 2048-49 | 2049-50
NSW | O1 | Hunter Coast | Offshore Wind | 0 | 0 | 0 | 9.0716e-05 | 9.6727e-05 | 0.00011399 | 0.00010313 | 0.0001403 | 0.00012874 | 0.00014426 | 0.00019083 | 0.00020795 | 0.0002056 | 0.00022076 | 0.00024953 | 0.000215 | 0.0003159 | 0.00029382 | 0.00030157 | 0.00053845 | 0.0005265 | 0.00052533 | 0.00052058 | 0.00069067 | 0.00059045 | 0.00079932 | 0.00071652
NSW | O2 | Illawarra Coast | Offshore Wind | 0 | 0 | 0 | 8.9819e-05 | 9.3467e-05 | 0.0001082 | 0.0001058 | 0.00015169 | 0.00014449 | 0.00014736 | 0.00020567 | 0.00020152 | 0.00019901 | 0.00020495 | 0.00023955 | 0.00021796 | 0.00035421 | 0.0003581 | 0.00033866 | 0.00053476 | 0.00050202 | 0.00049664 | 0.00047572 | 0.00069301 | 0.00062562 | 0.0010792 | 0.0010284
VIC | O3 | Gippsland Coast | Offshore Wind | 0 | 0 | 0 | 0.00011014 | 0.00010723 | 0.00011223 | 0.00013267 | 0.0001413 | 0.00016523 | 0.00016335 | 0.00019924 | 0.00021406 | 0.0001994 | 0.00023016 | 0.00027337 | 0.00030786 | 0.00031291 | 0.0004425 | 0.00038807 | 0.00082208 | 0.00083781 | 0.00080038 | 0.00088982 | 0.0012167 | 0.0021789 | 0.0020381 | 0.0035244
TAS | O4 | North West Tasmania Coast | Offshore Wind | 0 | 0 | 0 | 8.4896e-05 | 9.6827e-05 | 0.00010521 | 0.00011951 | 0.00011718 | 0.00015064 | 0.00015777 | 0.00017532 | 0.00018699 | 0.00017912 | 0.00020673 | 0.00021847 | 0.00025178 | 0.00024924 | 0.00035637 | 0.00033568 | 0.00034557 | 0.00033656 | 0.00033489 | 0.00035029 | 0.00035009 | 0.00035952 | 0.00038015 | 0.0004303
VIC | O5 | Portland Coast | Offshore Wind | 0 | 0 | 0 | 9.307e-05 | 9.6251e-05 | 9.6353e-05 | 0.0001268 | 0.00013437 | 0.00014735 | 0.00014238 | 0.00016196 | 0.00017999 | 0.00016708 | 0.00020355 | 0.00019462 | 0.00027305 | 0.00030315 | 0.00036152 | 0.00030978 | 0.00046627 | 0.00060923 | 0.00056869 | 0.0011594 | 0.0010805 | 0.0050904 | 0.0047234 | 0.0051597
SA | O6 | South East SA Coast | Offshore Wind | 0 | 0 | 0 | 8.2698e-05 | 8.9871e-05 | 9.1242e-05 | 0.00011663 | 0.00011985 | 0.00014649 | 0.00014092 | 0.00015905 | 0.00015851 | 0.00016212 | 0.00019046 | 0.00017896 | 0.00022773 | 0.00025781 | 0.00031267 | 0.00026087 | 0.00028504 | 0.00030643 | 0.00030563 | 0.00033907 | 0.00033397 | 0.00042473 | 0.0004402 | 0.00050092

## Option 5_REZ Capacity
Installed capacity by REZ (MW) - Option 5, Step Change Scenario
Capacity calculated on 1 July. In early study years some wind and solar projects enter later in the financial year and are therefore reflected in the following financial year's capacity.
Note: the REZ capacity includes capacity from the existing, committed and anticipated renewables mapped to the relevant REZs
Explicitly modelled generation
Region | REZ | REZ Name | Technology | 2023-24 | 2024-25 | 2025-26 | 2026-27 | 2027-28 | 2028-29 | 2029-30 | 2030-31 | 2031-32 | 2032-33 | 2033-34 | 2034-35 | 2035-36 | 2036-37 | 2037-38 | 2038-39 | 2039-40 | 2040-41 | 2041-42 | 2042-43 | 2043-44 | 2044-45 | 2045-46 | 2046-47 | 2047-48 | 2048-49 | 2049-50
QLD | Q1 | Far North QLD | Solar | 0 | 0.00010551 | 0.00010608 | 0.00010689 | 0.00010715 | 0.00011001 | 0.0001105 | 0.00011087 | 0.00011121 | 0.00011568 | 0.00013059 | 0.00013258 | 0.00013288 | 0.00013943 | 0.00017257 | 0.00017387 | 0.00022464 | 0.00022506 | 0.00022564 | 0.000255 | 0.00027726 | 0.0002778 | 0.00028303 | 0.00034895 | 0.00034958 | 0.00039115 | 0.00039168
QLD | Q2 | North Qld Clean Energy Hub | Solar | 83 | 83.0001 | 83.0001 | 83.0001 | 83.0001 | 83.0001 | 83.0001 | 83.0001 | 83.0001 | 83.0001 | 83.0001 | 83.0001 | 83.0001 | 83.0002 | 33.0002 | 33.0002 | 33.0002 | 33.0002 | 33.0002 | 33.0003 | 33.0003 | 33.0003 | 33.0003 | 18.0004 | 18.0004 | 0.0004267 | 0.00042745
QLD | Q3 | Northern Qld | Solar | 513.997 | 513.9972 | 513.9972 | 513.9972 | 513.9972 | 513.999 | 513.999 | 513.999 | 513.999 | 513.999 | 513.999 | 513.999 | 513.999 | 513.999 | 514.0326 | 514.0326 | 585.4437 | 585.4437 | 585.4437 | 999.8055 | 871.8055 | 871.8055 | 871.8055 | 1585.2643 | 1474.8643 | 1474.8643 | 1342.2673
QLD | Q4 | Isaac | Solar | 684.9 | 684.9002 | 684.9002 | 684.9002 | 684.9002 | 684.9007 | 684.9007 | 684.9008 | 684.9008 | 684.9012 | 684.9012 | 684.9012 | 684.9012 | 684.9012 | 684.9017 | 684.9024 | 684.9067 | 684.9068 | 684.9068 | 1678.7516 | 1678.7516 | 1636.2516 | 1976.4079 | 4328.7071 | 4328.7074 | 4654.796 | 4497.296
QLD | Q5 | Barcaldine | Solar | 14 | 14.0001 | 14.0003 | 14.0003 | 14.0003 | 20.5092 | 20.5092 | 20.5092 | 20.5092 | 20.5092 | 20.5092 | 20.5092 | 20.5092 | 20.5092 | 44.0155 | 44.0155 | 73.4728 | 73.4728 | 73.4728 | 73.4729 | 61.6254 | 61.6254 | 77.2298 | 90.1445 | 90.1445 | 91.8618 | 91.8618
QLD | Q6 | Fitzroy | Solar | 401.5 | 401.5002 | 401.5003 | 401.5003 | 401.5003 | 401.5006 | 401.5011 | 401.5017 | 457.6223 | 929.9454 | 1121.7631 | 1121.7631 | 1121.7631 | 1121.7631 | 3003.751 | 3691.2854 | 6700.7466 | 7934.499 | 7934.499 | 7934.5 | 7934.5 | 7934.5 | 7934.5 | 7934.5 | 7934.5 | 7934.5 | 7937.884
QLD | Q7 | Wide Bay | Solar | 619.03 | 619.0301 | 619.0302 | 619.0302 | 619.0302 | 619.0303 | 619.0303 | 619.0305 | 619.0306 | 619.0309 | 619.0309 | 619.0309 | 619.0309 | 619.0309 | 619.0359 | 619.0359 | 649.4408 | 721.7329 | 1460.3539 | 2819.03 | 2819.03 | 2819.03 | 2819.03 | 2819.03 | 2596.53 | 2596.53 | 2612.0978
QLD | Q8 | Darling Downs | Solar | 1330.558 | 1476.5581 | 1476.5583 | 1476.5583 | 1476.5583 | 1615.394 | 1615.394 | 2309.4521 | 2536.7924 | 3199.1648 | 3901.8153 | 4905.8175 | 4905.8175 | 4784.8175 | 5039.1745 | 5039.1788 | 7767.8646 | 7767.865 | 7767.865 | 8347.558 | 8322.558 | 8163.958 | 8131.854 | 7882.5 | 7482.5 | 8614.4814 | 10457.81
QLD | Q9 | Banana | Solar | 0 | 0.00013815 | 0.00022409 | 0.0002521 | 0.00025417 | 0.00057235 | 25.7433 | 59.1906 | 130.8983 | 130.8984 | 141.4961 | 143.7837 | 143.7837 | 143.7837 | 200.2936 | 201.2374 | 1287.692 | 2411.0889 | 2411.0889 | 6100 | 6100 | 6100 | 6100 | 6178.511 | 6820.4204 | 7128.063 | 8141.051
NSW | N1 | North West NSW | Solar | 166 | 166.0002 | 166.0003 | 166.0003 | 166.0095 | 173.5756 | 181.5886 | 185.2517 | 185.2517 | 187.2615 | 187.2615 | 187.2615 | 187.2615 | 187.2615 | 195.1563 | 203.2819 | 225.7462 | 253.4417 | 257.0897 | 257.0898 | 266.9318 | 266.9318 | 266.9318 | 273.6437 | 275.8925 | 275.8925 | 275.8925
NSW | N2 | New England | Solar | 555 | 555.0002 | 555.0002 | 555.0002 | 555.0008 | 555.0008 | 555.0015 | 909.3397 | 909.3397 | 909.3397 | 1037.0718 | 1037.0719 | 1037.0719 | 1431.7843 | 2349.7264 | 2349.7264 | 2570.3712 | 3540.0002 | 3540.0002 | 4022.0896 | 4002.0896 | 4002.0896 | 4002.0896 | 4007.7197 | 4007.7197 | 4007.7197 | 6367.9077
NSW | N3 | Central-West Orana | Solar | 826.979 | 906.9812 | 1772.155 | 1772.155 | 1773.2463 | 1773.2463 | 2272.3757 | 3375.616 | 3375.616 | 3823.6912 | 4410.7551 | 4544.5312 | 4544.5312 | 4544.5312 | 4544.5312 | 5250.0366 | 6718.079 | 6911.6157 | 6911.6157 | 7654.954 | 8235.6503 | 8235.6503 | 8235.6503 | 10420.924 | 11395.142 | 12144.625 | 11941.585
NSW | N4 | Broken Hill | Solar | 53 | 53.0001 | 53.0001 | 53.0002 | 53.0002 | 53.0004 | 53.0005 | 53.0006 | 53.0006 | 53.0006 | 53.0006 | 53.002 | 53.002 | 53.002 | 140.0437 | 140.0437 | 194.6089 | 194.6089 | 194.6089 | 241.5475 | 334.7879 | 334.7879 | 334.7879 | 334.7879 | 334.7879 | 334.7879 | 334.7879
NSW | N5 | South West NSW | Solar | 1246.4 | 1500.5 | 1500.5462 | 1500.5462 | 1500.5462 | 1500.5463 | 1500.5464 | 1500.5464 | 1500.5464 | 1846.374 | 1846.374 | 1846.374 | 1846.374 | 1846.3741 | 3065.5107 | 2915.211 | 4322.0557 | 4955.012 | 5123.0728 | 5123.0728 | 5314.2 | 5314.2 | 5314.2 | 5314.2 | 5314.2 | 5314.2 | 4923.04
NSW | N6 | Wagga Wagga | Solar | 302.672 | 682.6722 | 682.6722 | 682.6723 | 682.6723 | 1223.7802 | 1710.672 | 1710.672 | 1710.672 | 1710.672 | 1710.672 | 1710.672 | 1710.672 | 1710.672 | 1710.672 | 1710.6721 | 1710.6721 | 1710.6722 | 2484.262 | 2484.262 | 2551.2979 | 2551.2979 | 2551.2979 | 2844.6005 | 2844.6005 | 2844.6005 | 2844.6005
NSW | N7 | Tumut | Solar | 0 | 0 | 0 | 0 | 0 | 0 | 0 | 0 | 0 | 0 | 0 | 0 | 0 | 0 | 0 | 0 | 0 | 0 | 0 | 0 | 0 | 0 | 0 | 0 | 0 | 0 | 0
NSW | N8 | Cooma-Monaro | Solar | 0 | 0 | 0 | 0 | 0 | 0 | 0 | 0 | 0 | 0 | 0 | 0 | 0 | 0 | 0 | 0 | 0 | 0 | 0 | 0 | 0 | 0 | 0 | 0 | 0 | 0 | 0
VIC | V1 | Ovens Murray | Solar | 0 | 0.00034233 | 0.00034515 | 0.0003709 | 0.000371 | 0.00037407 | 0.00039035 | 0.00063004 | 0.00063016 | 0.0011258 | 0.001126 | 0.0011268 | 0.001127 | 0.0011936 | 427.7945 | 427.7946 | 632.5501 | 632.5502 | 1000.0001 | 1000.0001 | 1000.0001 | 1000.0001 | 1000.0002 | 1000.0004 | 1043.1304 | 1043.1304 | 1043.1305
VIC | V2 | Murray River | Solar | 679.093 | 679.0931 | 679.0931 | 679.0932 | 679.0932 | 679.0932 | 679.0932 | 679.0932 | 679.0937 | 1420.7787 | 1420.7787 | 1489.0141 | 1489.0141 | 1516.6884 | 1666.8986 | 1666.8987 | 1840.5516 | 1840.552 | 1840.552 | 2168.4009 | 2266.5251 | 2266.5251 | 2235.4221 | 2308.3368 | 2369.3735 | 2325.1874 | 2355.7739
VIC | V3 | Western Victoria | Solar | 0 | 0.00026246 | 0.00027373 | 0.00098742 | 0.00099883 | 0.0010022 | 0.001011 | 0.0013413 | 0.0013416 | 73.5153 | 73.5153 | 397.2474 | 397.2474 | 400 | 400 | 400.0001 | 400.0001 | 400.0002 | 1840.1885 | 1840.1885 | 1840.1887 | 1915.8539 | 1915.8539 | 1915.8539 | 1915.8539 | 2299.1755 | 2299.1756
VIC | V4 | South West Victoria | Solar | 0 | 0 | 0 | 0 | 0 | 0 | 0 | 0 | 0 | 0 | 0 | 0 | 0 | 0 | 0 | 0 | 0 | 0 | 0 | 0 | 0 | 0 | 0 | 0 | 0 | 0 | 0
VIC | V5 | Gippsland | Solar | 0 | 0.00016979 | 0.00017857 | 0.00047501 | 0.0004752 | 0.00047611 | 0.00047969 | 0.00049549 | 0.00049591 | 0.00053696 | 0.00053886 | 0.0013562 | 0.0013593 | 0.0014685 | 0.0015105 | 0.0015976 | 500.0002 | 500.0002 | 500.0003 | 500.0015 | 2474 | 2474 | 2474 | 2474 | 2474 | 2474 | 2474
VIC | V6 | Central North VIC | Solar | 402.48 | 402.4802 | 402.4802 | 402.4804 | 402.4804 | 402.4804 | 402.4804 | 402.4807 | 402.4807 | 402.4808 | 402.4808 | 402.481 | 402.481 | 402.4813 | 402.4842 | 402.4843 | 410.793 | 410.793 | 410.793 | 549.9314 | 918.7735 | 808.2935 | 1309.7575 | 1541.8021 | 1576.5688 | 1772.4069 | 1772.4069
SA | S1 | South East SA | Solar | 155.16 | 155.1602 | 155.1602 | 155.1603 | 155.1603 | 155.1603 | 155.1603 | 155.1603 | 155.1603 | 155.1606 | 155.1606 | 155.1607 | 155.1607 | 155.1607 | 155.1609 | 155.161 | 155.1614 | 155.1615 | 108.0034 | 108.0034 | 108.0034 | 108.0034 | 108.0034 | 108.0034 | 108.0034 | 108.0034 | 0.0034399
SA | S2 | Riverland | Solar | 25.26 | 25.2603 | 25.2604 | 25.2604 | 25.2604 | 25.2604 | 25.2604 | 25.2607 | 19.1407 | 428.078 | 428.078 | 571.973 | 571.973 | 571.973 | 1124.2461 | 1124.2461 | 1232.4878 | 3604.9515 | 3896.8055 | 3896.8055 | 4007.38 | 4007.38 | 4000 | 4000 | 4000 | 4000 | 4000
SA | S3 | Mid-North SA | Solar | 0 | 0.00021083 | 0.000252 | 0.00025323 | 0.000254 | 0.00025549 | 0.0002637 | 0.00042182 | 0.0004222 | 0.00053604 | 0.00053691 | 0.0010495 | 0.0010497 | 0.0010514 | 0.0017831 | 0.0017864 | 0.0020782 | 0.0020809 | 0.0020816 | 0.0029745 | 0.44594 | 0.44594 | 0.44594 | 0.44594 | 0.44595 | 0.44597 | 0.44598
SA | S4 | Yorke Peninsula | Solar | 0 | 0 | 0 | 0 | 0 | 0 | 0 | 0 | 0 | 0 | 0 | 0 | 0 | 0 | 0 | 0 | 0 | 0 | 0 | 0 | 0 | 0 | 0 | 0 | 0 | 0 | 0
SA | S5 | Northern SA | Solar | 349.2 | 349.2002 | 349.2003 | 349.2003 | 349.2003 | 349.2003 | 349.2003 | 349.2004 | 349.2004 | 349.2007 | 349.2007 | 349.2011 | 349.2011 | 349.2011 | 349.2033 | 349.2033 | 349.2294 | 349.2298 | 1121.0456 | 1573.0778 | 3249.1985 | 2979.1985 | 2979.1985 | 2979.1985 | 2899.9985 | 2899.9985 | 2899.9985
SA | S6 | Leigh Creek | Solar | 0 | 0.00020502 | 0.00030553 | 0.0003375 | 0.00033807 | 0.00038658 | 0.000413 | 0.00079316 | 0.00079352 | 0.00080902 | 0.00080931 | 0.0015761 | 0.0015763 | 0.0015796 | 447.6767 | 447.6767 | 470.6568 | 470.6568 | 470.6568 | 557.9708 | 1645.5773 | 1660.2435 | 1660.2435 | 1960.8484 | 2008.1864 | 2538.7175 | 2587.0693
SA | S7 | Roxby Downs | Solar | 0 | 0.00023734 | 0.00038971 | 0.00039235 | 0.00039273 | 0.0003949 | 0.00039571 | 0.00080783 | 0.0008081 | 0.0012974 | 0.0012977 | 499.9884 | 499.9884 | 499.9884 | 600.3245 | 600.3245 | 638.3386 | 638.3386 | 638.3386 | 646.8013 | 747.0027 | 747.0027 | 747.0027 | 747.0027 | 747.0027 | 749.4278 | 749.4278
SA | S8 | Eastern Eyre Peninsula | Solar | 0 | 0.00015472 | 0.00017511 | 0.00017616 | 0.0001775 | 0.00017843 | 0.00019096 | 0.0002681 | 0.00026846 | 0.00031856 | 0.00032038 | 0.00048519 | 0.00048536 | 0.0004911 | 0.00057144 | 0.00057555 | 0.00085252 | 0.00085424 | 0.00085505 | 0.0012055 | 0.0015451 | 0.0015454 | 0.0015456 | 0.0015477 | 0.0015489 | 0.0015855 | 0.0015892
SA | S9 | Western Eyre Peninsula | Solar | 0 | 0.00018734 | 0.00024029 | 0.00024913 | 0.0002498 | 0.00025125 | 0.00025802 | 0.0004191 | 0.00041957 | 0.00073772 | 0.00073809 | 0.0012146 | 0.0012147 | 0.0012163 | 0.0020993 | 0.0021028 | 0.0042539 | 0.0092562 | 0.0092612 | 0.019191 | 0.035101 | 0.035101 | 0.035101 | 0.035103 | 0.035104 | 0.035142 | 0.035153
TAS | T1 | North East Tasmania | Solar | 0 | 0.00019336 | 0.00019373 | 0.0002194 | 0.00022048 | 0.00022088 | 0.0002232 | 0.00028678 | 0.00028751 | 0.00039625 | 0.00039699 | 0.00061876 | 0.00061916 | 0.00062094 | 0.00063344 | 0.0006385 | 0.00064658 | 0.00064697 | 0.00065004 | 0.00066082 | 0.00075514 | 0.0010885 | 0.0010895 | 0.0011738 | 0.0011751 | 0.0026605 | 0.0026613
TAS | T2 | North West Tasmania | Solar | 0 | 0.00012291 | 0.00012311 | 0.00013213 | 0.0001344 | 0.00013513 | 0.00014687 | 0.00018142 | 0.00018331 | 0.00024832 | 0.00024888 | 0.00028841 | 0.00028948 | 0.00029141 | 0.0003414 | 0.00035187 | 0.0005377 | 149.9992 | 149.9992 | 149.9992 | 149.9992 | 149.9992 | 149.9992 | 149.9992 | 149.9992 | 149.9992 | 149.9992
TAS | T3 | Central Highlands | Solar | 0 | 0.00013888 | 0.00013958 | 0.000153 | 0.00015453 | 0.00015555 | 0.0001606 | 0.00020072 | 0.00020347 | 0.00026289 | 0.00026461 | 0.00032002 | 0.00032042 | 0.00032622 | 0.00040713 | 0.00041059 | 0.00044872 | 0.00044943 | 0.00045916 | 0.00047705 | 0.00050036 | 0.00067959 | 0.0006811 | 0.00075169 | 0.00075345 | 0.0013086 | 0.00131
Region | REZ | REZ Name | Technology | 2023-24 | 2024-25 | 2025-26 | 2026-27 | 2027-28 | 2028-29 | 2029-30 | 2030-31 | 2031-32 | 2032-33 | 2033-34 | 2034-35 | 2035-36 | 2036-37 | 2037-38 | 2038-39 | 2039-40 | 2040-41 | 2041-42 | 2042-43 | 2043-44 | 2044-45 | 2045-46 | 2046-47 | 2047-48 | 2048-49 | 2049-50
QLD | Q1 | Far North QLD | Wind | 337.318 | 829.3214 | 829.3214 | 829.3214 | 829.3214 | 829.3214 | 829.3214 | 875.6069 | 875.6069 | 905.6966 | 907.3189 | 907.3189 | 907.3189 | 907.3189 | 1170.9787 | 1170.9787 | 1170.9787 | 1170.9787 | 1170.9787 | 1219.7875 | 1134.7887 | 1134.7887 | 1134.7887 | 1173.5961 | 1173.5961 | 1154.9052 | 1409.6721
QLD | Q2 | North Qld Clean Energy Hub | Wind | 43.2 | 51.1964 | 51.1964 | 51.1964 | 51.1964 | 747.2205 | 747.2205 | 747.2205 | 747.2205 | 747.2206 | 754.3152 | 780.1348 | 780.1349 | 780.1349 | 798.2176 | 798.2176 | 798.2176 | 798.2177 | 798.2177 | 801.9115 | 1362.5838 | 1362.5838 | 1319.3838 | 1331.0469 | 1331.0469 | 1331.0471 | 1331.0471
QLD | Q3 | Northern Qld | Wind | 0 | 0 | 0 | 0 | 0 | 0 | 0 | 0 | 0 | 0 | 0 | 0 | 0 | 0 | 0 | 0 | 0 | 0 | 0 | 0 | 0 | 0 | 0 | 0 | 0 | 0 | 0
QLD | Q4 | Isaac | Wind | 0 | 0.00063018 | 0.00063051 | 0.00065687 | 0.0015877 | 1000.0007 | 1000.0007 | 1000.0015 | 1000.0015 | 1000.0015 | 1000.0016 | 1000.0016 | 1000.0016 | 1000.0016 | 1000.0016 | 1000.0016 | 1000.0016 | 1000.0016 | 1000.0016 | 1000.0016 | 1000.0016 | 1000.0016 | 1000.0016 | 1000.0765 | 1000.0765 | 1297.0897 | 1297.0897
QLD | Q5 | Barcaldine | Wind | 0 | 0.0005965 | 0.00059719 | 0.0011399 | 0.002942 | 0.0054205 | 0.0054232 | 77.0687 | 99.3106 | 101.0069 | 113.4546 | 113.4546 | 113.4546 | 113.4546 | 113.4546 | 113.4546 | 113.4546 | 116.1895 | 116.1895 | 120.0328 | 129.5837 | 129.5837 | 129.5837 | 129.5845 | 129.5845 | 129.5845 | 129.5845
QLD | Q6 | Fitzroy | Wind | 0 | 0.0020443 | 0.0020456 | 523.0537 | 900.0004 | 1129.1517 | 1129.1517 | 1129.1528 | 1129.1528 | 1129.1529 | 1654.172 | 1654.172 | 1654.172 | 1654.172 | 3499.9998 | 3499.9998 | 3499.9998 | 3499.9998 | 3499.9998 | 3499.9998 | 3500 | 3500 | 3500 | 4139.865 | 4139.8652 | 4139.8652 | 4139.8652
QLD | Q7 | Wide Bay | Wind | 0 | 0.00049181 | 0.00049248 | 0.00053721 | 0.00059307 | 181.8444 | 181.8444 | 181.8444 | 181.8444 | 181.8444 | 181.8444 | 181.8444 | 181.8444 | 181.8444 | 181.8445 | 181.8445 | 181.8445 | 181.8445 | 181.8445 | 181.8445 | 181.8445 | 181.8445 | 181.8445 | 442.3245 | 1100.0001 | 1100.0001 | 1100.0001
QLD | Q8 | Darling Downs | Wind | 753 | 1539.2536 | 1539.2536 | 1539.2539 | 2325.9988 | 3051.2549 | 3092.4842 | 4582.8914 | 4582.8914 | 5832.9187 | 6525.9976 | 6525.9976 | 6525.9976 | 6525.9976 | 6525.9976 | 6525.9976 | 6525.9976 | 6525.9976 | 6525.9976 | 7594.982 | 7594.982 | 7141.982 | 7141.982 | 9378.4781 | 9378.4781 | 9923.1816 | 9923.1816
QLD | Q9 | Banana | Wind | 0 | 0.00043969 | 0.00044005 | 0.0005034 | 0.00074752 | 186.677 | 186.677 | 186.6771 | 186.6771 | 186.6773 | 186.6774 | 186.6774 | 186.6774 | 186.6777 | 186.6781 | 186.6781 | 186.6781 | 410.7878 | 671.8619 | 671.8619 | 671.8619 | 671.8619 | 671.8619 | 1857.6345 | 1857.6345 | 1857.6345 | 1857.6345
NSW | N1 | North West NSW | Wind | 0 | 0 | 0 | 0 | 0 | 0 | 0 | 0 | 0 | 0 | 0 | 0 | 0 | 0 | 0 | 0 | 0 | 0 | 0 | 0 | 0 | 0 | 0 | 0 | 0 | 0 | 0
NSW | N2 | New England | Wind | 442.48 | 442.4889 | 454.3129 | 454.313 | 3233.8649 | 4027.172 | 4035.1271 | 4080.247 | 4080.247 | 4080.247 | 4080.247 | 4316.9539 | 5940.1453 | 6615.617 | 7102.4365 | 6929.9565 | 6929.9565 | 6929.9565 | 7013.9175 | 7031.298 | 7400 | 7400 | 7400 | 7400 | 7400 | 7400 | 7400
NSW | N3 | Central-West Orana | Wind | 113.19 | 2229.402 | 2229.402 | 3113.19 | 3543.4627 | 3543.463 | 3773.6539 | 3773.6539 | 3773.6539 | 5137.1817 | 5730.2017 | 5730.2017 | 5730.2017 | 5730.2017 | 5730.2017 | 5730.2017 | 5730.2017 | 5867.675 | 6033.6504 | 7277.897 | 8422.871 | 8422.871 | 8422.8716 | 9515.926 | 10769.19 | 10769.19 | 10656
NSW | N4 | Broken Hill | Wind | 198.94 | 198.9404 | 198.9404 | 198.9406 | 198.9406 | 198.9409 | 198.9419 | 198.9438 | 198.9438 | 198.9757 | 198.9757 | 198.9757 | 198.9757 | 198.9758 | 198.9758 | 198.9758 | 198.9758 | 247.1412 | 247.1412 | 274.927 | 215.2055 | 215.2059 | 216.9444 | 314.9412 | 314.9412 | 314.9412 | 314.9412
NSW | N5 | South West NSW | Wind | 0 | 0 | 0.00066681 | 0.00068412 | 0.00068735 | 0.00069663 | 0.0008566 | 0.0010349 | 0.0010517 | 0.0012353 | 0.0013573 | 0.0013593 | 0.0013618 | 0.0013834 | 0.0014054 | 0.0014667 | 0.0014715 | 0.0020169 | 0.0020198 | 0.042253 | 0.042257 | 0.060349 | 0.1195 | 0.11951 | 1100.0465 | 1100.0465 | 1100.0465
NSW | N6 | Wagga Wagga | Wind | 0 | 0.00035753 | 0.00035779 | 0.00038907 | 0.00044004 | 0.0005485 | 0.00079271 | 0.0009231 | 0.00092625 | 0.00093441 | 0.00096294 | 0.00096352 | 0.00096484 | 0.00097675 | 0.00098775 | 0.0011423 | 0.0011626 | 0.0014439 | 0.0014464 | 0.0024892 | 0.00249 | 0.0024956 | 0.0026328 | 0.0027315 | 0.028539 | 0.028567 | 300.002
NSW | N7 | Tumut | Wind | 0 | 0 | 0 | 0 | 0 | 0 | 0 | 0 | 0 | 0 | 0 | 0 | 0 | 0 | 0 | 0 | 0 | 0 | 0 | 0 | 0 | 0 | 0 | 0 | 0 | 0 | 0
NSW | N8 | Cooma-Monaro | Wind | 113 | 372.2392 | 411.2301 | 411.2301 | 411.2301 | 411.2302 | 413.0001 | 413.0001 | 413.0001 | 413.0001 | 413.0001 | 413.0001 | 413.0001 | 413.0001 | 413.0002 | 416.003 | 494.3943 | 473.0285 | 473.0285 | 828 | 828 | 828 | 828 | 828 | 828 | 828 | 828
VIC | V1 | Ovens Murray | Wind | 0 | 0 | 0 | 0 | 0 | 0 | 0 | 0 | 0 | 0 | 0 | 0 | 0 | 0 | 0 | 0 | 0 | 0 | 0 | 0 | 0 | 0 | 0 | 0 | 0 | 0 | 0
VIC | V2 | Murray River | Wind | 0 | 0 | 0 | 0 | 0 | 0 | 0 | 0 | 0 | 0 | 0 | 0 | 0 | 0 | 0 | 0 | 0 | 0 | 0 | 0 | 0 | 0 | 0 | 0 | 0 | 0 | 0
VIC | V3 | Western Victoria | Wind | 1934.5 | 1934.5003 | 1934.5003 | 1934.5005 | 2201.2028 | 2592.1927 | 2634.5013 | 2634.5035 | 2634.5035 | 2634.5035 | 2582.0174 | 2390.0174 | 2390.0174 | 2393.6529 | 2797.0869 | 2797.0869 | 2797.0869 | 2797.0869 | 2797.0869 | 3024.2509 | 2923.4186 | 2611.4186 | 2729.365 | 3815.75 | 3575.7501 | 3630.764 | 3755.822
VIC | V4 | South West Victoria | Wind | 2023.21 | 2405.6278 | 2405.6278 | 2809.3325 | 2809.3325 | 2809.3325 | 2884.9157 | 2982.8039 | 2982.8039 | 2982.8039 | 4973.239 | 4973.2393 | 4973.2393 | 4973.2393 | 5398.51 | 4978.51 | 4978.51 | 4856.26 | 4856.26 | 4836.76 | 4644.16 | 4644.16 | 3780.6 | 3780.6 | 3780.6 | 3780.6 | 3780.6
VIC | V5 | Gippsland | Wind | 0 | 500.0005 | 500.0005 | 500.0026 | 500.0026 | 500.0027 | 1111.0836 | 1999.9998 | 1999.9998 | 2000 | 2000 | 2000 | 2000 | 2000 | 2000 | 2000 | 2000 | 2000 | 2000 | 2000 | 2000 | 2000 | 2000 | 2000 | 2000 | 2000 | 2000
VIC | V6 | Central North VIC | Wind | 0 | 0.00065076 | 0.00065084 | 0.0011333 | 0.0011359 | 0.0013703 | 0.0013759 | 361.8283 | 361.8283 | 400.0017 | 400.0017 | 400.0017 | 400.0017 | 400.0017 | 400.0018 | 400.003 | 544.3882 | 685.6208 | 685.6208 | 777.1161 | 777.1161 | 779.3416 | 1255.1642 | 1600 | 1600 | 1600 | 1600
SA | S1 | South East SA | Wind | 324.5 | 759.0194 | 759.0194 | 1063.1157 | 1063.1157 | 1063.1158 | 1124.5008 | 1078.5687 | 1078.5688 | 1078.5688 | 1181.0935 | 1181.0935 | 1100.5935 | 1104.8923 | 1104.8923 | 1103.7505 | 1103.7505 | 1074.5575 | 1074.5575 | 1289.6054 | 1322.6753 | 1322.6753 | 1322.6753 | 1322.6753 | 1380.3391 | 1380.3391 | 1389.7903
SA | S2 | Riverland | Wind | 0 | 0.00045384 | 0.00045397 | 0.00057804 | 0.00058048 | 0.0005939 | 0.00067912 | 0.0009458 | 0.00095054 | 0.0010952 | 0.0013113 | 0.0013148 | 0.0013303 | 0.0013411 | 0.0013536 | 0.0015781 | 0.0015872 | 0.001603 | 0.0016048 | 0.0021057 | 0.0021121 | 0.0023648 | 0.0023999 | 0.0024607 | 0.003149 | 0.0032347 | 0.0032384
SA | S3 | Mid-North SA | Wind | 1343.1 | 1343.1015 | 1343.1015 | 1343.1068 | 1343.1068 | 2135.9619 | 2212.7495 | 2212.7507 | 2212.7507 | 2308.0244 | 2209.3244 | 2209.3244 | 2137.9244 | 2111.082 | 2188.2033 | 2188.2161 | 2251.8105 | 2299.3858 | 2299.3858 | 2724.0529 | 2510.1529 | 2510.1529 | 2379.3529 | 2379.353 | 2683.6945 | 3070.7905 | 3583.2902
SA | S4 | Yorke Peninsula | Wind | 90.75 | 90.7522 | 90.7522 | 104.7026 | 104.7028 | 104.7028 | 105.3619 | 108.7572 | 108.7572 | 108.7572 | 108.7572 | 108.7572 | 108.7572 | 108.7572 | 108.7572 | 108.7573 | 108.7573 | 108.7573 | 108.7573 | 108.7573 | 108.7573 | 108.7656 | 108.7656 | 108.7656 | 108.7656 | 108.7657 | 108.7949
SA | S5 | Northern SA | Wind | 422.4 | 422.4 | 422.4 | 422.4 | 422.4 | 422.4 | 422.4 | 422.4 | 422.4 | 422.4 | 422.4 | 422.4 | 422.4 | 422.4 | 422.4 | 422.4 | 422.4 | 422.4 | 422.4 | 422.4 | 422.4 | 422.4 | 210 | 210 | 210 | 210 | 210
SA | S6 | Leigh Creek | Wind | 0 | 0.00075672 | 0.00075706 | 0.0009349 | 0.00093967 | 0.0025348 | 0.0026566 | 0.0026824 | 0.0026828 | 0.0027037 | 0.0027047 | 0.0027086 | 0.00271 | 0.0027311 | 600.0068 | 600.0068 | 600.0068 | 600.0068 | 600.0068 | 600.0068 | 600.0068 | 600.0068 | 600.0068 | 2125.7452 | 2399.9993 | 2399.9993 | 2399.9993
SA | S7 | Roxby Downs | Wind | 0 | 0 | 0 | 0 | 0 | 0 | 0 | 0 | 0 | 0 | 0 | 0 | 0 | 0 | 0 | 0 | 0 | 0 | 0 | 0 | 0 | 0 | 0 | 0 | 0 | 0 | 0
SA | S8 | Eastern Eyre Peninsula | Wind | 136 | 136.0009 | 136.0009 | 136.0023 | 136.0023 | 136.0023 | 136.0023 | 211.8928 | 211.8928 | 288.758 | 288.758 | 288.758 | 218.769 | 218.769 | 218.769 | 218.769 | 218.769 | 218.7691 | 218.7691 | 218.7691 | 218.7691 | 465.7313 | 465.7313 | 465.7313 | 465.7313 | 465.7313 | 465.7313
SA | S9 | Western Eyre Peninsula | Wind | 0 | 0.00075008 | 0.00075032 | 0.0015194 | 0.0015398 | 0.0015593 | 0.0015688 | 0.0036376 | 0.0036398 | 0.0084981 | 0.0085361 | 0.0085425 | 0.0096376 | 0.0096472 | 0.0096565 | 0.0096595 | 0.0096617 | 0.030861 | 0.030863 | 0.030883 | 0.030893 | 0.070005 | 0.07001 | 0.070024 | 0.07003 | 0.070034 | 0.070038
TAS | T1 | North East Tasmania | Wind | 168 | 228.5789 | 228.5789 | 228.5789 | 228.5789 | 228.5789 | 228.5789 | 228.579 | 282.1054 | 282.9518 | 282.9518 | 282.9518 | 282.9518 | 282.9518 | 282.9518 | 282.9518 | 282.9518 | 282.9519 | 282.9519 | 282.9519 | 282.9519 | 282.9519 | 282.9519 | 282.9519 | 282.9519 | 282.9519 | 282.9519
TAS | T2 | North West Tasmania | Wind | 251.6 | 251.6024 | 251.6024 | 251.6025 | 251.6026 | 320.5025 | 320.5026 | 320.5035 | 1361.3559 | 1361.3561 | 1361.3561 | 1361.3561 | 1361.3561 | 1361.3561 | 1361.3561 | 1361.3561 | 1361.3561 | 1361.3561 | 1361.3561 | 1361.3561 | 1361.3561 | 1361.3561 | 1361.3561 | 1361.3562 | 1361.3562 | 1361.3562 | 1361.3562
TAS | T3 | Central Highlands | Wind | 144 | 665.1554 | 665.1554 | 675.7574 | 818.0567 | 818.6379 | 1280.1824 | 1287.8653 | 1311.3418 | 1311.3418 | 1311.3418 | 1311.3418 | 1311.3418 | 1311.3418 | 1313.8847 | 1313.8847 | 1313.8847 | 1317.0755 | 1317.0755 | 1317.0755 | 1317.0755 | 1173.0755 | 1173.0755 | 1173.0756 | 1173.0756 | 1173.0756 | 1173.0756
Region | REZ | REZ Name | Technology | 2023-24 | 2024-25 | 2025-26 | 2026-27 | 2027-28 | 2028-29 | 2029-30 | 2030-31 | 2031-32 | 2032-33 | 2033-34 | 2034-35 | 2035-36 | 2036-37 | 2037-38 | 2038-39 | 2039-40 | 2040-41 | 2041-42 | 2042-43 | 2043-44 | 2044-45 | 2045-46 | 2046-47 | 2047-48 | 2048-49 | 2049-50
NSW | O1 | Hunter Coast | Offshore Wind | 0 | 0 | 0 | 0 | 0 | 0 | 0 | 0 | 0 | 0 | 0 | 0 | 0 | 0 | 0 | 0 | 0.00012778 | 0.00013379 | 0.00013761 | 0.00021914 | 0.00022117 | 0.00022148 | 0.00022255 | 0.00027722 | 0.00027744 | 0.0003343 | 0.00033449
NSW | O2 | Illawarra Coast | Offshore Wind | 0 | 0 | 0 | 0 | 0 | 0 | 0 | 0 | 0 | 0 | 0 | 0 | 0 | 0 | 0 | 0 | 0.00013641 | 0.00014674 | 0.00014687 | 0.00020517 | 0.00020604 | 0.00020618 | 0.00020662 | 0.00028031 | 0.00028079 | 0.00042846 | 0.00042968
VIC | O3 | Gippsland Coast | Offshore Wind | 0 | 0 | 0 | 0 | 0 | 0 | 0 | 0 | 0 | 0 | 0 | 0 | 0 | 0 | 0.00010332 | 0.00011253 | 0.00012172 | 0.0001564 | 0.00015774 | 0.00029109 | 0.00030065 | 0.00030158 | 0.00032773 | 0.00043573 | 0.00074822 | 0.00074938 | 0.0011295
TAS | O4 | North West Tasmania Coast | Offshore Wind | 0 | 0 | 0 | 0 | 0 | 0 | 0 | 0 | 0 | 0 | 0 | 0 | 0 | 0 | 0 | 0 | 0 | 0.00014267 | 0.00014303 | 0.000144 | 0.00014446 | 0.00014502 | 0.00014542 | 0.00014589 | 0.00014708 | 0.00016433 | 0.00017319
VIC | O5 | Portland Coast | Offshore Wind | 0 | 0 | 0 | 0 | 0 | 0 | 0 | 0 | 0 | 0 | 0 | 0 | 0 | 0 | 0 | 0.00010372 | 0.00012201 | 0.00013705 | 0.00013736 | 0.00018669 | 0.00023768 | 0.0002379 | 0.00041228 | 0.00041656 | 0.0016521 | 0.0016623 | 0.0016724
SA | O6 | South East SA Coast | Offshore Wind | 0 | 0 | 0 | 0 | 0 | 0 | 0 | 0 | 0 | 0 | 0 | 0 | 0 | 0 | 0 | 0 | 0.00011014 | 0.00012223 | 0.00012251 | 0.00012793 | 0.00014163 | 0.00014194 | 0.00015166 | 0.0001593 | 0.00018568 | 0.0002059 | 0.00021033

## Option 5_VOM Cost
VOM cost by technology ($000s) - Option 5, Step Change Scenario
VOM | Real June 2021 dollars discounted to 1 July 2021
Explicitly modelled generation
Region | Technology | 2023-24 | 2024-25 | 2025-26 | 2026-27 | 2027-28 | 2028-29 | 2029-30 | 2030-31 | 2031-32 | 2032-33 | 2033-34 | 2034-35 | 2035-36 | 2036-37 | 2037-38 | 2038-39 | 2039-40 | 2040-41 | 2041-42 | 2042-43 | 2043-44 | 2044-45 | 2045-46 | 2046-47 | 2047-48 | 2048-49 | 2049-50
NEM | Black Coal | 331351.0512 | 274937.5833 | 254566.8532 | 223968.0455 | 168454.0718 | 133612.5032 | 114538.3797 | 82954.7075 | 75748.8257 | 63910.982 | 38442.3025 | 36385.66 | 30162.2418 | 27832.14 | 27710.5628 | 24874.7593 | 6857.1116 | 2583.0978 | 2386.4735 | 0 | 0 | 0 | 0 | 0 | 0 | 0 | 0
NEM | Brown Coal | 106906.025 | 88684.5 | 78547.7985 | 58374.0315 | 55675.988 | 44114.291 | 26586.37 | 16429.098 | 12371.363 | 0 | 0 | 0 | 0 | 0 | 0 | 0 | 0 | 0 | 0 | 0 | 0 | 0 | 0 | 0 | 0 | 0 | 0
NEM | CCGT | 14272.4098 | 10331.0957 | 19172.9431 | 23003.3003 | 22295.6192 | 24684.889 | 27109.4894 | 30354.761 | 25392.5949 | 23403.4993 | 29902.3726 | 32385.8635 | 23054.4156 | 19729.8639 | 14449.6905 | 15344.2472 | 13318.3029 | 10809.47 | 8560.6938 | 9467.0185 | 7079.2479 | 5359.6443 | 2774.2828 | 1936.8575 | 1809.3955 | 1693.8511 | 1640.101
NEM | Gas - Steam | 238.9453 | 219.0346 | 653.7574 | 296.0529 | 186.4127 | 375.5874 | 296.9918 | 1479.2255 | 247.0399 | 513.4243 | 428.9505 | 713.5299 | 398.1102 | 541.1686 | 567.1666 | 573.8781 | 0 | 0 | 0 | 0 | 0 | 0 | 0 | 0 | 0 | 0 | 0
NEM | OCGT / Diesel | 1874.3482 | 1532.6723 | 3106.2016 | 3169.6981 | 2176.9851 | 3051.1135 | 2411.6341 | 9132.8573 | 4130.2184 | 6315.4461 | 10504.0381 | 17162.7339 | 9755.5579 | 11875.9324 | 9132.5074 | 7630.336 | 18194.4821 | 14713.3763 | 7576.9792 | 9558.6451 | 14191.0372 | 6949.0789 | 8824.2063 | 8900.6896 | 4081.7146 | 6282.0822 | 5465.4507
NEM | Hydro | 115829.385 | 99766.0014 | 96496.7172 | 88502.4163 | 70958.2974 | 82824.369 | 84532.7364 | 77903.6545 | 69742.6676 | 63297.0096 | 65500.9368 | 63137.593 | 54905.3895 | 47968.8168 | 53631.0258 | 46315.6237 | 40590.1592 | 37155.6583 | 33796.4234 | 36017.0756 | 34192.2945 | 30222.4954 | 27355.4137 | 33958.6758 | 30411.1602 | 28836.018 | 26227.0358
NEM | Hydrogen Turbine | 0 | 0 | 0 | 0 | 0 | 0 | 0 | 0 | 0 | 0 | 0 | 0 | 0 | 0 | 0 | 0 | 0 | 0 | 0 | 0 | 0 | 0 | 0 | 0 | 0 | 0 | 0
NEM | Wind | 2522.8083 | 3882.6503 | 3771.7215 | 4215.0044 | 5295.1244 | 5950.0149 | 5915.6591 | 6018.2316 | 6196.4822 | 6138.2636 | 6257.1179 | 5849.521 | 5921.414 | 5860.0234 | 5888.1025 | 5518.8175 | 5124.3341 | 4877.3655 | 4581.1379 | 4572.6728 | 4356.1962 | 4178.2244 | 4021.9466 | 4320.4719 | 4217.9493 | 4015.4568 | 3825.1005
NEM | Solar PV | 1829.4453 | 1600.4085 | 1738.5777 | 1734.9144 | 1628.9549 | 1506.8931 | 1634.5683 | 1879.3237 | 1851.2073 | 2136.8375 | 2165.4401 | 2212.3083 | 2162.6081 | 2085.4054 | 2130.853 | 2229.4449 | 2867.2821 | 2972.7512 | 3233.1773 | 3548.6272 | 3522.088 | 3337.7589 | 3286.4144 | 2938.2193 | 2827.5168 | 2954.2616 | 2869.9324
NEM | Grid Battery | 36.7036 | 34.4506 | 117.8635 | 190.3439 | 393.032 | 710.608 | 699.6943 | 809.6737 | 748.5805 | 1327.8119 | 1216.5278 | 1109.7846 | 1202.2135 | 1145.251 | 1054.8489 | 1015.9155 | 1492.9214 | 1516.724 | 2075.0015 | 2253.0992 | 2160.0955 | 2182.6935 | 2118.9461 | 1706.1943 | 1547.2391 | 1654.8081 | 1513.1756
NEM | Pumped Hydro | 3583.6144 | 5586.304 | 5292.4809 | 8806.3596 | 10917.0531 | 16322.7878 | 17151.6163 | 22161.9049 | 21608.2699 | 19516.0822 | 20535.5374 | 19600.9545 | 19548.3897 | 19495.9554 | 16870.7472 | 15192.86 | 13431.3222 | 9490.9449 | 10099.0504 | 9831.8417 | 8220.5537 | 6989.6067 | 6691.1967 | 8191.8884 | 6001.8121 | 5552.3986 | 4116.872
NEM | VPP | 19.3713 | 36.6217 | 61.7738 | 85.3813 | 109.1908 | 127.1899 | 160.1811 | 184.162 | 200.3898 | 223.0806 | 248.251 | 264.6392 | 292.6275 | 314.4666 | 312.8527 | 321.4155 | 332.0014 | 319.1669 | 328.7771 | 319.3325 | 306.5093 | 310.8701 | 315.6853 | 293.1128 | 284.2706 | 286.2581 | 273.6261
Total excluding storage |  | 578464.1073 | 486611.3224 | 463526.6884 | 412345.5482 | 338090.7295 | 313280.2468 | 281037.3205 | 249307.5998 | 218237.6393 | 186782.4372 | 175201.4748 | 178822.5879 | 147402.9677 | 136849.0236 | 131748.3575 | 119017.2977 | 102207.917 | 84438.5551 | 72637.7141 | 75568.3125 | 74028.0223 | 59530.3723 | 55388.0919 | 62246.1096 | 51181.058 | 51275.1344 | 45931.294
Region | Technology | 2023-24 | 2024-25 | 2025-26 | 2026-27 | 2027-28 | 2028-29 | 2029-30 | 2030-31 | 2031-32 | 2032-33 | 2033-34 | 2034-35 | 2035-36 | 2036-37 | 2037-38 | 2038-39 | 2039-40 | 2040-41 | 2041-42 | 2042-43 | 2043-44 | 2044-45 | 2045-46 | 2046-47 | 2047-48 | 2048-49 | 2049-50
NSW1 | Black Coal | 166024.526 | 131196.1335 | 114398.0604 | 102627.569 | 67126.673 | 58253.17 | 46077.26 | 37592.0425 | 34884.5215 | 33510.56 | 17179.8825 | 16739.679 | 13906.4775 | 11753.9355 | 12371.8675 | 11693.4245 | 0 | 0 | 0 | 0 | 0 | 0 | 0 | 0 | 0 | 0 | 0
NSW1 | Brown Coal | 0 | 0 | 0 | 0 | 0 | 0 | 0 | 0 | 0 | 0 | 0 | 0 | 0 | 0 | 0 | 0 | 0 | 0 | 0 | 0 | 0 | 0 | 0 | 0 | 0 | 0 | 0
NSW1 | CCGT | 91.8162 | 40.3675 | 1858.8009 | 3871.2578 | 4150.8218 | 3380.2788 | 5368.849 | 5163.0385 | 4458.3245 | 3841.9645 | 5522.3625 | 6167.116 | 3795.2415 | 3732.6635 | 3795.912 | 4282.6345 | 4102.1478 | 3062.483 | 2492.5745 | 2840.254 | 0 | 0 | 0 | 0 | 0 | 0 | 0
NSW1 | Gas - Steam | 0 | 0 | 0 | 0 | 0 | 0 | 0 | 0 | 0 | 0 | 0 | 0 | 0 | 0 | 0 | 0 | 0 | 0 | 0 | 0 | 0 | 0 | 0 | 0 | 0 | 0 | 0
NSW1 | OCGT / Diesel | 65.8397 | 31.3249 | 167.4757 | 183.765 | 112.1504 | 15.5558 | 0.28608 | 353.6091 | 61.9872 | 350.8158 | 443.5371 | 1935.0954 | 1041.4563 | 1441.3449 | 778.6293 | 764.283 | 3625.3648 | 3623.2037 | 1850.228 | 1891.4789 | 3440.0892 | 1359.8887 | 1981.5201 | 1495.0795 | 1207.924 | 1259.6644 | 1461.688
NSW1 | Hydro | 13510.5071 | 17872.4388 | 17675.5642 | 16895.0058 | 13346.5203 | 18144.2256 | 14582.413 | 14028.6975 | 12565.8505 | 10593.0931 | 12345.527 | 12188.8625 | 10708.4667 | 8944.1016 | 11760.753 | 9384.4137 | 7880.4251 | 7182.2086 | 6193.9729 | 6863.2993 | 6666.1811 | 5724.8554 | 4651.2784 | 6846.8681 | 6326.2341 | 5977.9068 | 5475.7558
NSW1 | Hydrogen Turbine | 0 | 0 | 0 | 0 | 0 | 0 | 0 | 0 | 0 | 0 | 0 | 0 | 0 | 0 | 0 | 0 | 0 | 0 | 0 | 0 | 0 | 0 | 0 | 0 | 0 | 0 | 0
NSW1 | Wind | 523.8638 | 1146.1443 | 1104.607 | 1292.6413 | 1956.8497 | 2047.5899 | 1887.408 | 1781.6584 | 1678.2913 | 1813.5727 | 1763.3969 | 1678.6911 | 1878.8332 | 1862.5679 | 1847.0443 | 1647.5081 | 1551.8925 | 1375.9222 | 1369.8589 | 1380.1515 | 1365.9631 | 1342.9294 | 1295.1637 | 1352.3866 | 1332.6322 | 1230.6884 | 1110.0726
NSW1 | Solar PV | 772.3136 | 687.5643 | 812.2361 | 849.8374 | 813.33 | 772.1542 | 887.8049 | 1082.2377 | 1017.1944 | 1067.707 | 1075.6137 | 1001.9471 | 1007.51 | 982.8838 | 963.7838 | 979.9613 | 1190.6665 | 1161.02 | 1215.0171 | 1162.3943 | 1087.9083 | 1084.8501 | 1049.7185 | 984.4483 | 913.9605 | 956.2854 | 938.4347
NSW1 | Grid Battery | 1.81 | 2.0844 | 85.5554 | 160.091 | 364.8102 | 421.7051 | 426.0769 | 435.3318 | 391.0532 | 567.0608 | 501.1457 | 442.3214 | 457.0256 | 425.004 | 379.3724 | 356.9927 | 589.7093 | 531.7185 | 647.767 | 591.3364 | 523.3549 | 594.0551 | 534.5124 | 461.1047 | 368.6017 | 429.8608 | 401.0871
NSW1 | Pumped Hydro | 732.1189 | 1378.7965 | 1324.0711 | 3686.8314 | 5893.1047 | 13700.3139 | 14130.8949 | 18335.476 | 18092.2507 | 16580.1799 | 17580.6883 | 16940.9025 | 16683.9664 | 16855.7649 | 15201.8917 | 13237.4287 | 11538.6149 | 7906.1448 | 8604.1214 | 8390.2744 | 6927.811 | 5791.8877 | 5698.1297 | 7376.0774 | 5288.6275 | 4808.8007 | 3470.1179
NSW1 | VPP | 5.0866 | 11.0657 | 19.4422 | 27.0242 | 34.4493 | 40.241 | 50.9234 | 60.1441 | 66.6699 | 76.2844 | 86.3398 | 92.4058 | 103.4022 | 109.5852 | 110.326 | 113.0432 | 117.2237 | 112.5342 | 115.1593 | 111.7055 | 105.5535 | 109.2707 | 108.9168 | 101.6249 | 97.9423 | 100.2087 | 97.7786
Total excluding storage |  | 181727.8819 | 152365.9198 | 137445.813 | 129594.0229 | 93798.7093 | 96775.2344 | 83411.9163 | 78832.2357 | 73216.1432 | 68401.2382 | 56498.4935 | 57187.0208 | 49582.3794 | 46107.8513 | 47209.5801 | 42459.6895 | 30596.0446 | 24955.2349 | 22488.6992 | 23230.8943 | 20116.8611 | 16007.7371 | 15319.2396 | 18617.5895 | 15535.9223 | 14763.4153 | 12954.9349
Region | Technology | 2023-24 | 2024-25 | 2025-26 | 2026-27 | 2027-28 | 2028-29 | 2029-30 | 2030-31 | 2031-32 | 2032-33 | 2033-34 | 2034-35 | 2035-36 | 2036-37 | 2037-38 | 2038-39 | 2039-40 | 2040-41 | 2041-42 | 2042-43 | 2043-44 | 2044-45 | 2045-46 | 2046-47 | 2047-48 | 2048-49 | 2049-50
QLD1 | Black Coal | 165326.5252 | 143741.4498 | 140168.7928 | 121340.4765 | 101327.3988 | 75359.3332 | 68461.1197 | 45362.665 | 40864.3042 | 30400.422 | 21262.42 | 19645.981 | 16255.7643 | 16078.2045 | 15338.6953 | 13181.3348 | 6857.1116 | 2583.0978 | 2386.4735 | 0 | 0 | 0 | 0 | 0 | 0 | 0 | 0
QLD1 | Brown Coal | 0 | 0 | 0 | 0 | 0 | 0 | 0 | 0 | 0 | 0 | 0 | 0 | 0 | 0 | 0 | 0 | 0 | 0 | 0 | 0 | 0 | 0 | 0 | 0 | 0 | 0 | 0
QLD1 | CCGT | 6917.6062 | 5488.1528 | 10269.8807 | 14657.3745 | 14461.1024 | 15975.0347 | 16897.9974 | 18856.2125 | 17223.0596 | 15470.1064 | 19952.2686 | 20621.4005 | 16000.0629 | 12284.1106 | 10653.7785 | 11061.6127 | 9216.1551 | 7746.987 | 6068.1193 | 6626.7645 | 7079.2479 | 5359.6443 | 2774.2828 | 1936.8575 | 1809.3955 | 1693.8511 | 1640.101
QLD1 | Gas - Steam | 0 | 0 | 0 | 0 | 0 | 0 | 0 | 0 | 0 | 0 | 0 | 0 | 0 | 0 | 0 | 0 | 0 | 0 | 0 | 0 | 0 | 0 | 0 | 0 | 0 | 0 | 0
QLD1 | OCGT / Diesel | 23.58 | 0.003927 | 23.39 | 153.4812 | 194.1019 | 126.0675 | 36.0013 | 2610.5385 | 2021.3302 | 1914.1942 | 5723.9579 | 6438.637 | 4498.7566 | 5991.3875 | 2445.1026 | 1524.7852 | 4692.316 | 3696.4188 | 1533.7422 | 2750.7895 | 3151.9606 | 1902.478 | 2769.0405 | 2670.0068 | 894.7359 | 2210.0014 | 1494.4082
QLD1 | Hydro | 4790.0662 | 4543.8277 | 4413.3209 | 4012.6238 | 3877.3276 | 3737.1079 | 3508.0464 | 3298.4805 | 3115.3196 | 2961.1977 | 2781.1338 | 2611.9313 | 2455.7588 | 2336.7513 | 680.4306 | 606.3386 | 463.2121 | 409.571 | 368.9243 | 0 | 0 | 0 | 0 | 0 | 0 | 0 | 0
QLD1 | Hydrogen Turbine | 0 | 0 | 0 | 0 | 0 | 0 | 0 | 0 | 0 | 0 | 0 | 0 | 0 | 0 | 0 | 0 | 0 | 0 | 0 | 0 | 0 | 0 | 0 | 0 | 0 | 0 | 0
QLD1 | Wind | 353.6767 | 645.3567 | 646.7995 | 740.3846 | 1012.5544 | 1578.5577 | 1487.9275 | 1704.4391 | 1588.7679 | 1697.3934 | 1701.9872 | 1611.9858 | 1505.7097 | 1520.0517 | 1684.8859 | 1575.4462 | 1478.5324 | 1338.2087 | 1318.8604 | 1298.063 | 1278.657 | 1144.7904 | 1144.8664 | 1375.1543 | 1301.6102 | 1329.3265 | 1198.3362
QLD1 | Solar PV | 751.3591 | 664.0426 | 687.36 | 658.8784 | 604.4129 | 536.0572 | 562.1191 | 628.0004 | 662.6451 | 757.5322 | 807.8052 | 857.0604 | 814.6085 | 759.8688 | 774.0459 | 872.34 | 1269.5447 | 1325.7222 | 1347.681 | 1750.1609 | 1610.7659 | 1457.8247 | 1399.7718 | 1268.928 | 1264.684 | 1321.9753 | 1317.8002
QLD1 | Grid Battery | 4.6926 | 4.4294 | 4.2806 | 4.111 | 3.8971 | 266.58 | 252.7289 | 318.1862 | 304.8139 | 536.8963 | 521.2689 | 491.0379 | 468.8802 | 454.6099 | 374.1526 | 372.8568 | 609.1982 | 586.5058 | 781.7444 | 1122.8284 | 1006.0439 | 930.6712 | 901.3684 | 718.3447 | 709.0911 | 744.3708 | 704.0916
QLD1 | Pumped Hydro | 2851.4955 | 4207.5076 | 3968.4089 | 5119.5268 | 5023.947 | 2622.4726 | 3020.7198 | 3817.755 | 3505.2419 | 2821.9346 | 2843.4919 | 2563.4384 | 2745.9774 | 2527.2936 | 1543.4276 | 1838.8807 | 1771.035 | 1474.9249 | 1395.8576 | 1353.8576 | 1207.2498 | 1109.8805 | 907.0341 | 741.0618 | 642.6977 | 673.0201 | 584.5007
QLD1 | VPP | 4.491 | 9.0149 | 15.181 | 22.4809 | 28.7924 | 35.0076 | 45.8455 | 54.5894 | 60.2761 | 66.8659 | 75.7804 | 82.2656 | 88.3174 | 95.1231 | 93.0789 | 97.0037 | 99.7927 | 99.0455 | 98.6369 | 99.1977 | 97.3594 | 94.339 | 94.9741 | 90.7125 | 88.4797 | 85.7957 | 84.4197
Total excluding storage |  | 181023.4925 | 159303.7853 | 160197.4145 | 146709.3377 | 126533.5345 | 100236.2183 | 94272.5057 | 76650.8667 | 69345.7585 | 56626.5425 | 55670.1139 | 54923.7379 | 44833.836 | 42047.401 | 33587.598 | 31130.5986 | 26456.8978 | 19260.4816 | 15300.0396 | 15001.6616 | 15431.2844 | 11999.628 | 9991.3381 | 8801.0658 | 6710.6941 | 8058.3409 | 7023.6577
Region | Technology | 2023-24 | 2024-25 | 2025-26 | 2026-27 | 2027-28 | 2028-29 | 2029-30 | 2030-31 | 2031-32 | 2032-33 | 2033-34 | 2034-35 | 2035-36 | 2036-37 | 2037-38 | 2038-39 | 2039-40 | 2040-41 | 2041-42 | 2042-43 | 2043-44 | 2044-45 | 2045-46 | 2046-47 | 2047-48 | 2048-49 | 2049-50
VIC1 | Black Coal | 0 | 0 | 0 | 0 | 0 | 0 | 0 | 0 | 0 | 0 | 0 | 0 | 0 | 0 | 0 | 0 | 0 | 0 | 0 | 0 | 0 | 0 | 0 | 0 | 0 | 0 | 0
VIC1 | Brown Coal | 106906.025 | 88684.5 | 78547.7985 | 58374.0315 | 55675.988 | 44114.291 | 26586.37 | 16429.098 | 12371.363 | 0 | 0 | 0 | 0 | 0 | 0 | 0 | 0 | 0 | 0 | 0 | 0 | 0 | 0 | 0 | 0 | 0 | 0
VIC1 | CCGT | 0 | 0 | 0 | 0 | 0 | 0 | 0 | 0 | 0 | 0 | 0 | 0 | 0 | 0 | 0 | 0 | 0 | 0 | 0 | 0 | 0 | 0 | 0 | 0 | 0 | 0 | 0
VIC1 | Gas - Steam | 35.9229 | 36.9533 | 135.6913 | 296.0529 | 186.4127 | 375.5874 | 296.9918 | 1479.2255 | 247.0399 | 513.4243 | 428.9505 | 713.5299 | 398.1102 | 541.1686 | 567.1666 | 573.8781 | 0 | 0 | 0 | 0 | 0 | 0 | 0 | 0 | 0 | 0 | 0
VIC1 | OCGT / Diesel | 222.693 | 143.843 | 340.6958 | 1191.7037 | 651.0445 | 1061.0987 | 669.8216 | 2865.7429 | 431.8503 | 2042.1855 | 1650.094 | 4687.8647 | 2190.2028 | 2183.3589 | 3355.4681 | 2739.0902 | 6303.3574 | 5050.655 | 2687.3735 | 3101.0899 | 5408.8359 | 3277.132 | 3738.8435 | 4544.9791 | 1870.1559 | 2600.5076 | 2300.8617
VIC1 | Hydro | 18152.0132 | 20864.8227 | 20378.2962 | 18315.1597 | 14482.9359 | 20651.4358 | 16312.5554 | 13344.3632 | 12634.8201 | 10898.835 | 12715.8965 | 12381.9477 | 11192.3037 | 8850.086 | 12709.5746 | 10061.2013 | 8245.9667 | 7788.5456 | 6740.047 | 7846.6758 | 7673.8247 | 6909.5549 | 5477.8349 | 7828.9258 | 7423.947 | 7036.3414 | 6637.6618
VIC1 | Hydrogen Turbine | 0 | 0 | 0 | 0 | 0 | 0 | 0 | 0 | 0 | 0 | 0 | 0 | 0 | 0 | 0 | 0 | 0 | 0 | 0 | 0 | 0 | 0 | 0 | 0 | 0 | 0 | 0
VIC1 | Wind | 890.5106 | 1062.9123 | 1038.4784 | 1111.9213 | 1259.4267 | 1188.6727 | 1316.2671 | 1402.0406 | 1515.304 | 1299.3737 | 1554.7713 | 1421.8619 | 1404.5207 | 1377.7937 | 1283.9012 | 1274.2749 | 1159.6616 | 1214.8229 | 1033.965 | 1034.3512 | 932.3833 | 899.2168 | 842.2405 | 816.1669 | 812.4853 | 728.2155 | 766.9557
VIC1 | Solar PV | 192.8424 | 156.5178 | 149.4289 | 143.8923 | 132.9325 | 125.1726 | 117.305 | 108.5741 | 115.039 | 208.5374 | 189.4309 | 207.0026 | 200.9484 | 199.9453 | 204.857 | 196.5512 | 237.2781 | 212.2886 | 320.9961 | 316.5518 | 402.626 | 406.0957 | 421.7229 | 348.4455 | 341.7294 | 357.8466 | 323.5037
VIC1 | Grid Battery | 14.0467 | 12.3497 | 13.7272 | 12.8079 | 11.6899 | 10.5734 | 9.8893 | 46.1167 | 43.4176 | 75.8129 | 62.2995 | 56.5812 | 116.29 | 109.2686 | 117.7399 | 111.962 | 129.2357 | 169.4246 | 302.2018 | 261.5303 | 259.5911 | 305.5973 | 304.321 | 247.2274 | 230.8593 | 234.9695 | 207.5661
VIC1 | Pumped Hydro | 0 | 0 | 0.00026331 | 0.00056792 | 0.00055296 | 0.00051023 | 0.00048936 | 0.00073015 | 0.00067726 | 0.00063112 | 0.00059158 | 0.00055132 | 0.00071684 | 0.00066019 | 0.0011899 | 0.0011327 | 0.0011543 | 0.0011498 | 0.0011999 | 0.0010737 | 0.0010673 | 2.2191 | 2.2093 | 1.8984 | 1.7567 | 7.8256 | 7.4011
VIC1 | VPP | 3.5762 | 7.8495 | 16.5183 | 23.6898 | 31.7667 | 36.1954 | 44.1965 | 47.7882 | 49.1745 | 52.6879 | 55.6353 | 58.7475 | 67.0911 | 72.8472 | 72.9793 | 74.5252 | 77.3295 | 72.0234 | 77.6808 | 72.9577 | 67.9423 | 72.1986 | 74.4814 | 67.9523 | 66.831 | 68.1602 | 62.2167
Total excluding storage |  | 126417.6299 | 110969.7482 | 100620.6349 | 79469.2597 | 72432.1975 | 67563.0274 | 45353.397 | 35722.95 | 27408.009 | 15090.8572 | 16657.0786 | 19527.5361 | 15569.4675 | 13334.4688 | 18311.6879 | 15031.4841 | 16152.8302 | 14507.7613 | 11162.2655 | 12633.1578 | 14745.2044 | 11872.0144 | 10861.6534 | 13855.5953 | 10747.7647 | 11033.8664 | 10306.1669
Region | Technology | 2023-24 | 2024-25 | 2025-26 | 2026-27 | 2027-28 | 2028-29 | 2029-30 | 2030-31 | 2031-32 | 2032-33 | 2033-34 | 2034-35 | 2035-36 | 2036-37 | 2037-38 | 2038-39 | 2039-40 | 2040-41 | 2041-42 | 2042-43 | 2043-44 | 2044-45 | 2045-46 | 2046-47 | 2047-48 | 2048-49 | 2049-50
SA1 | Black Coal | 0 | 0 | 0 | 0 | 0 | 0 | 0 | 0 | 0 | 0 | 0 | 0 | 0 | 0 | 0 | 0 | 0 | 0 | 0 | 0 | 0 | 0 | 0 | 0 | 0 | 0 | 0
SA1 | Brown Coal | 0 | 0 | 0 | 0 | 0 | 0 | 0 | 0 | 0 | 0 | 0 | 0 | 0 | 0 | 0 | 0 | 0 | 0 | 0 | 0 | 0 | 0 | 0 | 0 | 0 | 0 | 0
SA1 | CCGT | 7262.9874 | 4802.5755 | 7044.2615 | 4474.668 | 3683.695 | 5329.5755 | 4842.643 | 6335.51 | 3711.2108 | 4091.4285 | 4427.7415 | 5597.347 | 3259.1112 | 3713.0898 | 0 | 0 | 0 | 0 | 0 | 0 | 0 | 0 | 0 | 0 | 0 | 0 | 0
SA1 | Gas - Steam | 203.0224 | 182.0813 | 518.0661 | 0 | 0 | 0 | 0 | 0 | 0 | 0 | 0 | 0 | 0 | 0 | 0 | 0 | 0 | 0 | 0 | 0 | 0 | 0 | 0 | 0 | 0 | 0 | 0
SA1 | OCGT / Diesel | 1562.2342 | 1357.499 | 2574.6386 | 1639.2525 | 1219.6869 | 1848.39 | 1696.0424 | 3269.3637 | 1602.1561 | 1956.2731 | 2669.8288 | 4002.4366 | 1962.6508 | 2198.658 | 2478.5455 | 2549.5787 | 3334.8513 | 2303.4276 | 1482.939 | 1777.5274 | 2153.2958 | 395.1558 | 317.0483 | 169.6873 | 97.3846 | 177.9993 | 187.3162
SA1 | Hydro | 0 | 0 | 0 | 0 | 0 | 0 | 0 | 0 | 0 | 0 | 0 | 0 | 0 | 0 | 0 | 0 | 0 | 0 | 0 | 0 | 0 | 0 | 0 | 0 | 0 | 0 | 0
SA1 | Hydrogen Turbine | 0 | 0 | 0 | 0 | 0 | 0 | 0 | 0 | 0 | 0 | 0 | 0 | 0 | 0 | 0 | 0 | 0 | 0 | 0 | 0 | 0 | 0 | 0 | 0 | 0 | 0 | 0
SA1 | Wind | 591.2094 | 655.526 | 604.0465 | 706.2567 | 657.6518 | 754.2584 | 740.2602 | 679.3104 | 693.1939 | 645.9442 | 624.1172 | 536.2651 | 553.8738 | 527.3069 | 550.521 | 539.0366 | 486.8445 | 485.7015 | 431.1307 | 471.7687 | 397.3913 | 436.0896 | 392.7812 | 458.4113 | 478.1544 | 455.0424 | 470.5668
SA1 | Solar PV | 112.9303 | 92.2839 | 89.5526 | 82.3062 | 78.2794 | 73.5091 | 67.3393 | 60.5114 | 56.3288 | 103.0609 | 92.5903 | 146.2981 | 139.5412 | 142.7074 | 188.1662 | 180.5924 | 169.7927 | 265.8185 | 341.6209 | 311.2158 | 413.4557 | 381.5972 | 408.1812 | 330.7241 | 301.1503 | 312.4031 | 285.0809
SA1 | Grid Battery | 16.1544 | 15.5869 | 14.3 | 13.3337 | 12.6345 | 11.7492 | 10.999 | 10.0384 | 9.2952 | 148.0412 | 131.8129 | 119.8434 | 160.0168 | 156.3678 | 183.5832 | 174.1032 | 164.7775 | 229.0742 | 343.2874 | 277.4033 | 371.1046 | 352.369 | 378.7433 | 279.5166 | 238.6861 | 245.606 | 200.4297
SA1 | Pumped Hydro | 0 | 0 | 0.00025069 | 0.0003502 | 0.00034323 | 0.0003205 | 0.00031359 | 0.00037572 | 0.00036309 | 0.00034198 | 0.00032509 | 0.00031097 | 0.00036144 | 0.00034225 | 0.00039879 | 0.00038439 | 0.0003785 | 0.00039784 | 0.00043906 | 0.00042691 | 0.00041489 | 0.00048485 | 0.00046606 | 0.00042671 | 0.000412 | 0.000392 | 0.00041446
SA1 | VPP | 6.1789 | 8.3583 | 10.1809 | 11.4319 | 12.9578 | 14.1616 | 16.7412 | 18.5102 | 20.3286 | 23.162 | 25.9832 | 26.787 | 28.9516 | 31.7259 | 31.3705 | 31.7826 | 31.8727 | 30.0211 | 31.6245 | 30.104 | 30.4792 | 29.7719 | 32.0109 | 28.1882 | 26.3116 | 27.3212 | 24.8418
Total excluding storage |  | 9754.7169 | 7113.9109 | 10855.0465 | 6927.2494 | 5664.9058 | 8031.6441 | 7374.0254 | 10373.2446 | 6092.5138 | 6967.9102 | 7972.0743 | 10428.9776 | 6104.1459 | 6769.8562 | 3432.1868 | 3475.0938 | 4188.1391 | 3314.0433 | 2630.603 | 2868.0195 | 3365.727 | 1594.984 | 1528.7654 | 1266.5279 | 1141.6875 | 1218.3724 | 1168.2358
Region | Technology | 2023-24 | 2024-25 | 2025-26 | 2026-27 | 2027-28 | 2028-29 | 2029-30 | 2030-31 | 2031-32 | 2032-33 | 2033-34 | 2034-35 | 2035-36 | 2036-37 | 2037-38 | 2038-39 | 2039-40 | 2040-41 | 2041-42 | 2042-43 | 2043-44 | 2044-45 | 2045-46 | 2046-47 | 2047-48 | 2048-49 | 2049-50
TAS1 | Black Coal | 0 | 0 | 0 | 0 | 0 | 0 | 0 | 0 | 0 | 0 | 0 | 0 | 0 | 0 | 0 | 0 | 0 | 0 | 0 | 0 | 0 | 0 | 0 | 0 | 0 | 0 | 0
TAS1 | Brown Coal | 0 | 0 | 0 | 0 | 0 | 0 | 0 | 0 | 0 | 0 | 0 | 0 | 0 | 0 | 0 | 0 | 0 | 0 | 0 | 0 | 0 | 0 | 0 | 0 | 0 | 0 | 0
TAS1 | CCGT | 0 | 0 | 0 | 0 | 0 | 0 | 0 | 0 | 0 | 0 | 0 | 0 | 0 | 0 | 0 | 0 | 0 | 0 | 0 | 0 | 0 | 0 | 0 | 0 | 0 | 0 | 0
TAS1 | Gas - Steam | 0 | 0 | 0 | 0 | 0 | 0 | 0 | 0 | 0 | 0 | 0 | 0 | 0 | 0 | 0 | 0 | 0 | 0 | 0 | 0 | 0 | 0 | 0 | 0 | 0 | 0 | 0
TAS1 | OCGT / Diesel | 0.0011857 | 0.0014839 | 0.0014932 | 1.4957 | 0.0014723 | 0.0014907 | 9.4827 | 33.6031 | 12.8946 | 51.9775 | 16.6203 | 98.7002 | 62.4914 | 61.1832 | 74.762 | 52.599 | 238.5926 | 39.6712 | 22.6964 | 37.7593 | 36.8558 | 14.4245 | 17.754 | 20.9369 | 11.514 | 33.9096 | 21.1765
TAS1 | Hydro | 79376.7985 | 56484.9122 | 54029.5359 | 49279.627 | 39251.5136 | 40291.5997 | 50129.7216 | 47232.1132 | 41426.6774 | 38843.8839 | 37658.3795 | 35954.8516 | 30548.8603 | 27837.8779 | 28480.2676 | 26263.6701 | 24000.5553 | 21775.3332 | 20493.4791 | 21307.1006 | 19852.2887 | 17588.0851 | 17226.3004 | 19282.882 | 16660.979 | 15821.7698 | 14113.6181
TAS1 | Hydrogen Turbine | 0 | 0 | 0 | 0 | 0 | 0 | 0 | 0 | 0 | 0 | 0 | 0 | 0 | 0 | 0 | 0 | 0 | 0 | 0 | 0 | 0 | 0 | 0 | 0 | 0 | 0 | 0
TAS1 | Wind | 163.5478 | 372.711 | 377.7901 | 363.8005 | 408.6418 | 380.9362 | 483.7963 | 450.7831 | 720.925 | 681.9797 | 612.8453 | 600.7169 | 578.4765 | 572.3033 | 521.7501 | 482.5518 | 447.4031 | 462.7102 | 427.3231 | 388.3383 | 381.8015 | 355.1983 | 346.8948 | 318.3528 | 293.0672 | 272.184 | 279.1691
TAS1 | Solar PV | 0 | 5.4309e-05 | 5.0837e-05 | 5.5333e-05 | 5.039e-05 | 4.0748e-05 | 4.0615e-05 | 5.1173e-05 | 4.4738e-05 | 6.2257e-05 | 6.2039e-05 | 8.2586e-05 | 7.7116e-05 | 7.2706e-05 | 6.537e-05 | 6.4363e-05 | 7.16e-05 | 7.9018 | 7.8622 | 8.3045 | 7.3322 | 7.3911 | 7.02 | 5.6735 | 5.9925 | 5.751 | 5.1129
TAS1 | Grid Battery | 0 | 0.00023627 | 0.00026228 | 0.00028033 | 0.00032085 | 0.000306 | 0.00035636 | 0.00057002 | 0.00066618 | 0.0007634 | 0.00075284 | 0.00070333 | 0.00073989 | 0.00069034 | 0.00073752 | 0.00070511 | 0.00072485 | 0.00089941 | 0.00087206 | 0.0008252 | 0.00090133 | 0.0010708 | 0.0009994 | 0.00089041 | 0.00092179 | 0.00094249 | 0.0010192
TAS1 | Pumped Hydro | 0 | 0 | 0.00041394 | 0.00042457 | 0.00048461 | 0.00050148 | 0.00073581 | 8.6727 | 10.7764 | 113.9667 | 111.3563 | 96.6127 | 118.4448 | 112.8959 | 125.4263 | 116.5491 | 121.6707 | 109.8738 | 99.0698 | 87.7082 | 85.4914 | 85.619 | 83.8231 | 72.8503 | 68.7297 | 62.7518 | 54.8519
TAS1 | VPP | 0.038521 | 0.3332 | 0.45131 | 0.75451 | 1.2246 | 1.5843 | 2.4744 | 3.1301 | 3.9407 | 4.0804 | 4.5123 | 4.4333 | 4.8651 | 5.1853 | 5.098 | 5.0607 | 5.7829 | 5.5428 | 5.6755 | 5.3676 | 5.1749 | 5.2899 | 5.3022 | 4.6349 | 4.7059 | 4.7723 | 4.3693
Total excluding storage |  | 79540.386 | 56857.9582 | 54407.7795 | 49645.6786 | 39661.3824 | 40674.1226 | 50625.4761 | 47728.3028 | 42175.2148 | 39695.8891 | 38403.7145 | 36755.3155 | 31313.139 | 28589.4463 | 29207.3048 | 26920.4316 | 24814.0053 | 22401.0339 | 21056.1069 | 21834.5794 | 20368.9454 | 18056.0089 | 17687.0955 | 19705.3311 | 17044.9894 | 16201.1394 | 14478.2987
Explicitly modelled pumping
Region | Technology | 2023-24 | 2024-25 | 2025-26 | 2026-27 | 2027-28 | 2028-29 | 2029-30 | 2030-31 | 2031-32 | 2032-33 | 2033-34 | 2034-35 | 2035-36 | 2036-37 | 2037-38 | 2038-39 | 2039-40 | 2040-41 | 2041-42 | 2042-43 | 2043-44 | 2044-45 | 2045-46 | 2046-47 | 2047-48 | 2048-49 | 2049-50
NEM | Grid Battery pump | 43.4548 | 40.9554 | 41.0496 | 38.4499 | 35.9563 | 32.7312 | 30.7614 | 28.4648 | 26.6104 | 25.5284 | 21.5797 | 18.4131 | 17.725 | 15.8207 | 14.1817 | 13.2324 | 13.1994 | 11.8397 | 7.5553 | 7.0906 | 3.3633 | 3.0951 | 2.9992 | 2.5839 | 2.3785 | 2.29 | 2.0834
NEM | Pumped Hydro Pump | 8460.5425 | 13909.8675 | 12374.9389 | 18993.7997 | 22814.3033 | 25113.6766 | 28697.7511 | 34665.3049 | 35919.7741 | 30450.2223 | 33225.4686 | 29212.4444 | 30435.635 | 30808.0569 | 25140.4281 | 23657.3065 | 20045.9993 | 14689.642 | 14944.8008 | 15289.8172 | 11538.845 | 10501.5018 | 10463.2993 | 11924.5781 | 9055.8375 | 7809.3239 | 5824.3451
NEM | VPP pump | 22.7238 | 43.1352 | 72.7137 | 100.3697 | 128.62 | 149.4897 | 188.6462 | 216.4883 | 236.3162 | 262.1296 | 292.0865 | 311.4892 | 344.0291 | 369.9155 | 368.7852 | 378.379 | 389.6999 | 376.4967 | 386.0088 | 376.0576 | 360.3143 | 365.7325 | 371.9386 | 344.3325 | 335.0138 | 336.18 | 321.8188
Region | Technology | 2023-24 | 2024-25 | 2025-26 | 2026-27 | 2027-28 | 2028-29 | 2029-30 | 2030-31 | 2031-32 | 2032-33 | 2033-34 | 2034-35 | 2035-36 | 2036-37 | 2037-38 | 2038-39 | 2039-40 | 2040-41 | 2041-42 | 2042-43 | 2043-44 | 2044-45 | 2045-46 | 2046-47 | 2047-48 | 2048-49 | 2049-50
NSW1 | Grid Battery pump | 2.1468 | 2.4794 | 2.711 | 2.5938 | 2.3781 | 2.0907 | 1.9527 | 1.9283 | 1.7859 | 1.7259 | 1.5659 | 1.4146 | 1.4093 | 0 | 0 | 0 | 0 | 0 | 0 | 0 | 0 | 0 | 0 | 0 | 0 | 0 | 0
NSW1 | Pumped Hydro Pump | 4395.9377 | 7962.9484 | 6892.0349 | 11965.3815 | 15890.1631 | 21580.8494 | 24609.7465 | 29482.3205 | 31152.0134 | 26643.0991 | 29387.8855 | 25835.6763 | 26818.42 | 27475.8961 | 23546.1954 | 21736.5357 | 18294.9195 | 13264.4655 | 13606.3343 | 13991.9079 | 10365.7767 | 9402.3155 | 9588.4164 | 11346.6919 | 8540.0158 | 7257.8355 | 5347.4211
NSW1 | VPP pump | 5.9641 | 13.0257 | 22.8676 | 31.7947 | 40.5462 | 47.3293 | 59.9132 | 70.7623 | 78.6432 | 89.5789 | 101.5996 | 108.7593 | 121.5688 | 128.9321 | 130.1837 | 133.0116 | 137.5403 | 132.7777 | 135.1044 | 131.4685 | 124.1728 | 128.5383 | 128.431 | 119.2828 | 115.5492 | 117.5868 | 115.0421
Region | Technology | 2023-24 | 2024-25 | 2025-26 | 2026-27 | 2027-28 | 2028-29 | 2029-30 | 2030-31 | 2031-32 | 2032-33 | 2033-34 | 2034-35 | 2035-36 | 2036-37 | 2037-38 | 2038-39 | 2039-40 | 2040-41 | 2041-42 | 2042-43 | 2043-44 | 2044-45 | 2045-46 | 2046-47 | 2047-48 | 2048-49 | 2049-50
QLD1 | Grid Battery pump | 5.5707 | 5.273 | 5.1095 | 4.8801 | 4.639 | 4.2355 | 3.9564 | 3.8194 | 3.6143 | 3.4632 | 3.2357 | 2.9974 | 2.7852 | 2.7015 | 2.3397 | 2.2458 | 2.2101 | 2.1192 | 2.0374 | 1.9961 | 1.855 | 1.7146 | 1.6577 | 1.4843 | 1.3987 | 1.3058 | 1.2536
QLD1 | Pumped Hydro Pump | 4064.6048 | 5946.9191 | 5482.904 | 7028.4182 | 6924.1402 | 3532.8272 | 4088.0046 | 5182.9844 | 4767.7607 | 3807.1232 | 3837.5831 | 3376.7681 | 3617.215 | 3332.1608 | 1594.2327 | 1920.7708 | 1751.0799 | 1425.1764 | 1338.4666 | 1297.9094 | 1173.0683 | 1099.1864 | 874.8829 | 577.8863 | 515.8217 | 551.4883 | 476.9241
QLD1 | VPP pump | 5.2688 | 10.6063 | 17.9081 | 26.4019 | 33.8749 | 41.1875 | 53.9387 | 64.2262 | 71.105 | 78.4823 | 89.2132 | 96.9173 | 103.8208 | 111.8236 | 109.834 | 113.9698 | 117.2497 | 116.7372 | 116.0061 | 116.7169 | 114.5259 | 110.9962 | 111.6735 | 106.8356 | 103.9587 | 101.0198 | 99.206
Region | Technology | 2023-24 | 2024-25 | 2025-26 | 2026-27 | 2027-28 | 2028-29 | 2029-30 | 2030-31 | 2031-32 | 2032-33 | 2033-34 | 2034-35 | 2035-36 | 2036-37 | 2037-38 | 2038-39 | 2039-40 | 2040-41 | 2041-42 | 2042-43 | 2043-44 | 2044-45 | 2045-46 | 2046-47 | 2047-48 | 2048-49 | 2049-50
VIC1 | Grid Battery pump | 16.6819 | 14.7497 | 16.3373 | 15.2047 | 13.956 | 12.5465 | 11.8084 | 10.8787 | 10.224 | 9.747 | 6.87 | 6.1277 | 6.0148 | 5.6825 | 5.0972 | 4.6153 | 5.0031 | 4.2172 | 0 | 0 | 0 | 0 | 0 | 0 | 0 | 0 | 0
VIC1 | Pumped Hydro Pump | 0 | 0 | 0 | 0 | 0 | 0 | 0 | 0 | 0 | 0 | 0 | 0 | 0 | 0 | 0 | 0 | 0 | 0 | 0 | 0 | 0 | 0 | 0 | 0 | 0 | 0 | 0
VIC1 | VPP pump | 4.1956 | 9.2615 | 19.4442 | 27.8357 | 37.4671 | 42.4927 | 52.1233 | 56.1004 | 58.0153 | 61.9431 | 65.4558 | 69.0821 | 78.8621 | 85.7082 | 85.8829 | 87.9384 | 90.7078 | 85.0139 | 91.1214 | 86.0923 | 79.6886 | 84.9418 | 87.8902 | 79.6912 | 78.8851 | 79.9401 | 73.2019
Region | Technology | 2023-24 | 2024-25 | 2025-26 | 2026-27 | 2027-28 | 2028-29 | 2029-30 | 2030-31 | 2031-32 | 2032-33 | 2033-34 | 2034-35 | 2035-36 | 2036-37 | 2037-38 | 2038-39 | 2039-40 | 2040-41 | 2041-42 | 2042-43 | 2043-44 | 2044-45 | 2045-46 | 2046-47 | 2047-48 | 2048-49 | 2049-50
SA1 | Grid Battery pump | 19.0554 | 18.4534 | 16.8918 | 15.7713 | 14.9832 | 13.8585 | 13.0439 | 11.8384 | 10.9862 | 10.5923 | 9.9081 | 7.8734 | 7.5157 | 7.4367 | 6.7448 | 6.3712 | 5.9862 | 5.5033 | 5.5179 | 5.0945 | 1.5082 | 1.3805 | 1.3415 | 1.0995 | 0.97988 | 0.98421 | 0.82985
SA1 | Pumped Hydro Pump | 0 | 0 | 0 | 0 | 0 | 0 | 0 | 0 | 0 | 0 | 0 | 0 | 0 | 0 | 0 | 0 | 0 | 0 | 0 | 0 | 0 | 0 | 0 | 0 | 0 | 0 | 0
SA1 | VPP pump | 7.2513 | 9.8475 | 11.9646 | 13.4501 | 15.284 | 16.623 | 19.7483 | 21.7279 | 23.9162 | 27.3152 | 30.5128 | 31.51 | 34.0631 | 37.3271 | 36.909 | 37.5037 | 37.4 | 35.4201 | 37.0997 | 35.4874 | 35.8396 | 35.0333 | 37.6804 | 33.0949 | 31.059 | 32.0433 | 29.228
Region | Technology | 2023-24 | 2024-25 | 2025-26 | 2026-27 | 2027-28 | 2028-29 | 2029-30 | 2030-31 | 2031-32 | 2032-33 | 2033-34 | 2034-35 | 2035-36 | 2036-37 | 2037-38 | 2038-39 | 2039-40 | 2040-41 | 2041-42 | 2042-43 | 2043-44 | 2044-45 | 2045-46 | 2046-47 | 2047-48 | 2048-49 | 2049-50
TAS1 | Grid Battery pump | 0 | 0 | 0 | 0 | 0 | 0 | 0 | 0 | 0 | 0 | 0 | 0 | 0 | 0 | 0 | 0 | 0 | 0 | 0 | 0 | 0 | 0 | 0 | 0 | 0 | 0 | 0
TAS1 | Pumped Hydro Pump | 0 | 0 | 0 | 0 | 0 | 0 | 0 | 0 | 0 | 0 | 0 | 0 | 0 | 0 | 0 | 0 | 0 | 0 | 0 | 0 | 0 | 0 | 0 | 0 | 0 | 0 | 0
TAS1 | VPP pump | 0.043987 | 0.39425 | 0.5292 | 0.88739 | 1.4478 | 1.8571 | 2.9226 | 3.6714 | 4.6364 | 4.8101 | 5.3052 | 5.2205 | 5.7143 | 6.1244 | 5.9755 | 5.9554 | 6.8021 | 6.5478 | 6.6773 | 6.2925 | 6.0874 | 6.2229 | 6.2636 | 5.4279 | 5.5619 | 5.5901 | 5.1409

## Option 5_FOM Cost
FOM cost by technology ($000s) - Option 5, Step Change Scenario
FOM | Real June 2021 dollars discounted to 1 July 2021. For new entrant capacity, the FOM is incurred annually in modelling. For existing capacity, FOM is considered to be a sunk cost, since the fixed retirement dates are assumed to be the same in the Base Case and the option case.
Explicitly modelled generation
Region | Technology | 2023-24 | 2024-25 | 2025-26 | 2026-27 | 2027-28 | 2028-29 | 2029-30 | 2030-31 | 2031-32 | 2032-33 | 2033-34 | 2034-35 | 2035-36 | 2036-37 | 2037-38 | 2038-39 | 2039-40 | 2040-41 | 2041-42 | 2042-43 | 2043-44 | 2044-45 | 2045-46 | 2046-47 | 2047-48 | 2048-49 | 2049-50
NEM | Black Coal | 0 | 0 | 0 | 0 | 0 | 0 | 0 | 0 | 0 | 0 | 0 | 0 | 0 | 0 | 0 | 0 | 0 | 0 | 0 | 0 | 0 | 0 | 0 | 0 | 0 | 0 | 0
NEM | Brown Coal | 0 | 0 | 0 | 0 | 0 | 0 | 0 | 0 | 0 | 0 | 0 | 0 | 0 | 0 | 0 | 0 | 0 | 0 | 0 | 0 | 0 | 0 | 0 | 0 | 0 | 0 | 0
NEM | CCGT | 0 | 0 | 0 | 0 | 0 | 0 | 0 | 0 | 0 | 0 | 0 | 0 | 0 | 0 | 0 | 0 | 0 | 0 | 0 | 0 | 0 | 0 | 0 | 0 | 0 | 0 | 0
NEM | Gas - Steam | 0 | 0 | 0 | 0 | 0 | 0 | 0 | 0 | 0 | 0 | 0 | 0 | 0 | 0 | 0 | 0 | 0 | 0 | 0 | 0 | 0 | 0 | 0 | 0 | 0 | 0 | 0
NEM | OCGT / Diesel | 0 | 0.018343 | 0.017391 | 0.017006 | 0.016241 | 916.9445 | 869.1418 | 823.8319 | 782.9653 | 740.0659 | 701.4844 | 664.9144 | 3232.5781 | 3055.4593 | 9521.3386 | 9024.9655 | 8577.2777 | 8107.313 | 7684.6569 | 7284.035 | 10361.3053 | 15632.7634 | 14817.7852 | 18897.7778 | 17960.3439 | 22891.1581 | 21697.7802
NEM | Hydro | 0 | 0 | 0 | 0 | 0 | 0 | 0 | 0 | 0 | 0 | 0 | 0 | 0 | 0 | 0 | 0 | 0 | 0 | 0 | 0 | 0 | 0 | 0 | 0 | 0 | 0 | 0
NEM | Hydrogen Turbine | 0 | 0 | 0 | 0 | 0 | 0 | 0 | 0 | 0 | 0 | 0 | 0 | 0 | 0 | 0 | 0 | 0 | 0 | 0 | 0 | 0 | 0 | 0 | 0 | 0 | 0 | 0
NEM | Wind | 0 | 116892.6178 | 111867.8197 | 147790.7228 | 226638.7466 | 300424.1888 | 312339.4148 | 344714.3582 | 345375.5996 | 367009.0369 | 399975.03 | 382337.2572 | 382257.6761 | 370567.4115 | 395949.998 | 376900.0293 | 364087.3838 | 350945.7364 | 337327.4873 | 350875.9274 | 354455.7591 | 337031.2018 | 323692.7275 | 364745.8698 | 370904.3674 | 358984.0587 | 351173.6228
NEM | Solar PV | 0 | 0.11168 | 12587.5195 | 11931.3198 | 11353.8914 | 19205.2922 | 30189.7954 | 52129.5979 | 53108.7168 | 80510.0469 | 90953.1666 | 104998.3731 | 99789.8751 | 97506.5584 | 138040.9296 | 140642.2758 | 208357.1073 | 239463.3778 | 254442.7497 | 296312.9636 | 317073.2144 | 300159.5257 | 288591.8279 | 302297.4661 | 295495.4245 | 296891.2139 | 303741.351
NEM | Grid Battery | 0 | 0.10565 | 9107.117 | 8632.4121 | 20365.7107 | 42090.7055 | 41194.0836 | 45347.4426 | 43592.4702 | 77038.7238 | 75227.4664 | 71305.6559 | 75509.4697 | 71372.1693 | 72587.2147 | 68803.0491 | 97531.5024 | 103868.8116 | 134887.3089 | 151767.9498 | 154522.9894 | 158392.1303 | 150215.5015 | 144454.5903 | 137288.8513 | 147973.3803 | 142129.7812
NEM | Pumped Hydro | 0 | 0 | 6082.2344 | 5765.1698 | 5735.9641 | 7131.3529 | 6759.5863 | 6806.3361 | 6468.7057 | 10658.886 | 10103.2106 | 11592.2801 | 12139.3763 | 11474.2382 | 23723.1764 | 22486.4234 | 24150.7555 | 22827.4933 | 21637.4381 | 20509.4213 | 19492.0446 | 18759.2624 | 17781.2925 | 19987.3254 | 18995.8441 | 18181.046 | 17233.22
NEM | VPP | 0 | 0 | 0 | 0 | 0 | 0 | 0 | 0 | 0 | 0 | 0 | 0 | 0 | 0 | 0 | 0 | 0 | 0 | 0 | 0 | 0 | 0 | 0 | 0 | 0 | 0 | 0
Total excluding storage |  | 0 | 116892.8535 | 139644.7081 | 174119.6415 | 264094.3291 | 369768.4839 | 391352.0219 | 449821.5667 | 449328.4576 | 535956.7596 | 576960.358 | 570898.4807 | 572928.9753 | 553975.8367 | 639822.6573 | 617856.7433 | 702704.0267 | 725212.7321 | 755979.6408 | 826750.2972 | 855905.3128 | 829974.8835 | 795099.1347 | 850383.0293 | 840644.8313 | 844920.857 | 835975.7552
Region | Technology | 2023-24 | 2024-25 | 2025-26 | 2026-27 | 2027-28 | 2028-29 | 2029-30 | 2030-31 | 2031-32 | 2032-33 | 2033-34 | 2034-35 | 2035-36 | 2036-37 | 2037-38 | 2038-39 | 2039-40 | 2040-41 | 2041-42 | 2042-43 | 2043-44 | 2044-45 | 2045-46 | 2046-47 | 2047-48 | 2048-49 | 2049-50
NSW1 | Black Coal | 0 | 0 | 0 | 0 | 0 | 0 | 0 | 0 | 0 | 0 | 0 | 0 | 0 | 0 | 0 | 0 | 0 | 0 | 0 | 0 | 0 | 0 | 0 | 0 | 0 | 0 | 0
NSW1 | Brown Coal | 0 | 0 | 0 | 0 | 0 | 0 | 0 | 0 | 0 | 0 | 0 | 0 | 0 | 0 | 0 | 0 | 0 | 0 | 0 | 0 | 0 | 0 | 0 | 0 | 0 | 0 | 0
NSW1 | CCGT | 0 | 0 | 0 | 0 | 0 | 0 | 0 | 0 | 0 | 0 | 0 | 0 | 0 | 0 | 0 | 0 | 0 | 0 | 0 | 0 | 0 | 0 | 0 | 0 | 0 | 0 | 0
NSW1 | Gas - Steam | 0 | 0 | 0 | 0 | 0 | 0 | 0 | 0 | 0 | 0 | 0 | 0 | 0 | 0 | 0 | 0 | 0 | 0 | 0 | 0 | 0 | 0 | 0 | 0 | 0 | 0 | 0
NSW1 | OCGT / Diesel | 0 | 0.0082595 | 0.0078289 | 0.0074207 | 0.0070563 | 0.0066786 | 0.00634 | 0.006018 | 0.0057238 | 0.0054158 | 0.0051456 | 0.0048912 | 0.0046515 | 0.0044084 | 3603.8994 | 3416.0184 | 3246.565 | 3068.6798 | 2908.7012 | 2757.0628 | 2620.2974 | 3136.2291 | 2972.729 | 3583.0747 | 3405.3345 | 3420.504 | 3242.1839
NSW1 | Hydro | 0 | 0 | 0 | 0 | 0 | 0 | 0 | 0 | 0 | 0 | 0 | 0 | 0 | 0 | 0 | 0 | 0 | 0 | 0 | 0 | 0 | 0 | 0 | 0 | 0 | 0 | 0
NSW1 | Hydrogen Turbine | 0 | 0 | 0 | 0 | 0 | 0 | 0 | 0 | 0 | 0 | 0 | 0 | 0 | 0 | 0 | 0 | 0 | 0 | 0 | 0 | 0 | 0 | 0 | 0 | 0 | 0 | 0
NSW1 | Wind | 0 | 53648.0969 | 51920.4062 | 67146.533 | 121760.9136 | 128482.8879 | 125919.7594 | 120039.6709 | 114085.0419 | 127894.2766 | 129496.252 | 125643.1671 | 138296.8696 | 138148.0163 | 136020.7982 | 128961.7035 | 123359.2881 | 119295.2208 | 115290.1108 | 123446.9742 | 132766.1467 | 125491.802 | 118963.8368 | 121094.5977 | 131224.8212 | 124034.7808 | 119343.5013
NSW1 | Solar PV | 0 | 0.045568 | 12587.4399 | 11931.2245 | 11353.8002 | 17528.4508 | 28286.3829 | 42783.9167 | 40661.5989 | 46674.6145 | 50925.999 | 49472.7758 | 47018.6534 | 47392.5289 | 62294.7631 | 64220.9496 | 83608.3649 | 90777.4467 | 91965.5707 | 95027.7026 | 96000.6073 | 90740.5584 | 86010.0082 | 93552.3558 | 93294.4167 | 91574.4239 | 95591.264
NSW1 | Grid Battery | 0 | 0.066709 | 9107.0741 | 8632.3037 | 20365.6007 | 26091.9427 | 26029.3761 | 24672.4142 | 23448.5283 | 32916.088 | 31200.0846 | 29573.5401 | 28106.5441 | 26566.5358 | 25181.5516 | 23868.7701 | 38510.4822 | 36400.4355 | 40324.9817 | 39807.5902 | 39198.5069 | 41968.1765 | 39861.0425 | 39853.1975 | 37876.2604 | 42239.1727 | 40037.1414
NSW1 | Pumped Hydro | 0 | 0 | 6082.198 | 5765.1168 | 5735.9101 | 5421.6318 | 5138.9877 | 4871.0787 | 4629.4464 | 4375.7908 | 4147.6693 | 3931.4402 | 3736.4204 | 3531.6953 | 3347.5982 | 3173.0789 | 3015.6768 | 2850.4425 | 2701.842 | 2560.9879 | 2433.9504 | 2300.6035 | 2180.6669 | 2066.9946 | 1964.4603 | 1856.8239 | 1760.0227
NSW1 | VPP | 0 | 0 | 0 | 0 | 0 | 0 | 0 | 0 | 0 | 0 | 0 | 0 | 0 | 0 | 0 | 0 | 0 | 0 | 0 | 0 | 0 | 0 | 0 | 0 | 0 | 0 | 0
Total excluding storage |  | 0 | 53648.2174 | 79697.126 | 93475.1855 | 159216.2317 | 177524.9199 | 185374.5124 | 192367.0866 | 182824.6213 | 211860.7754 | 215770.01 | 208620.928 | 217158.4922 | 215638.7807 | 230448.6105 | 223640.5205 | 251740.377 | 252392.2254 | 253191.2066 | 263600.3178 | 273019.5088 | 263637.3695 | 249988.2834 | 260150.2203 | 267765.293 | 263125.7054 | 259974.1133
Region | Technology | 2023-24 | 2024-25 | 2025-26 | 2026-27 | 2027-28 | 2028-29 | 2029-30 | 2030-31 | 2031-32 | 2032-33 | 2033-34 | 2034-35 | 2035-36 | 2036-37 | 2037-38 | 2038-39 | 2039-40 | 2040-41 | 2041-42 | 2042-43 | 2043-44 | 2044-45 | 2045-46 | 2046-47 | 2047-48 | 2048-49 | 2049-50
QLD1 | Black Coal | 0 | 0 | 0 | 0 | 0 | 0 | 0 | 0 | 0 | 0 | 0 | 0 | 0 | 0 | 0 | 0 | 0 | 0 | 0 | 0 | 0 | 0 | 0 | 0 | 0 | 0 | 0
QLD1 | Brown Coal | 0 | 0 | 0 | 0 | 0 | 0 | 0 | 0 | 0 | 0 | 0 | 0 | 0 | 0 | 0 | 0 | 0 | 0 | 0 | 0 | 0 | 0 | 0 | 0 | 0 | 0 | 0
QLD1 | CCGT | 0 | 0 | 0 | 0 | 0 | 0 | 0 | 0 | 0 | 0 | 0 | 0 | 0 | 0 | 0 | 0 | 0 | 0 | 0 | 0 | 0 | 0 | 0 | 0 | 0 | 0 | 0
QLD1 | Gas - Steam | 0 | 0 | 0 | 0 | 0 | 0 | 0 | 0 | 0 | 0 | 0 | 0 | 0 | 0 | 0 | 0 | 0 | 0 | 0 | 0 | 0 | 0 | 0 | 0 | 0 | 0 | 0
QLD1 | OCGT / Diesel | 0 | 0.0020554 | 0.0019495 | 0.0019782 | 0.0018929 | 916.9308 | 869.1287 | 823.8187 | 782.9528 | 740.0534 | 701.4724 | 664.9028 | 631.9199 | 597.2959 | 3259.2276 | 3089.3152 | 2936.0683 | 2775.1957 | 2630.5173 | 2493.3813 | 2369.6958 | 2239.8559 | 2123.0861 | 6099.5655 | 5796.9935 | 11192.5059 | 10609.0103
QLD1 | Hydro | 0 | 0 | 0 | 0 | 0 | 0 | 0 | 0 | 0 | 0 | 0 | 0 | 0 | 0 | 0 | 0 | 0 | 0 | 0 | 0 | 0 | 0 | 0 | 0 | 0 | 0 | 0
QLD1 | Hydrogen Turbine | 0 | 0 | 0 | 0 | 0 | 0 | 0 | 0 | 0 | 0 | 0 | 0 | 0 | 0 | 0 | 0 | 0 | 0 | 0 | 0 | 0 | 0 | 0 | 0 | 0 | 0 | 0
QLD1 | Wind | 0 | 23287.4422 | 22073.4051 | 30752.9345 | 50013.0513 | 98624.8789 | 94143.0883 | 113855.6918 | 108567.4221 | 120088.005 | 129853.2494 | 123399.7478 | 117278.4404 | 110852.5439 | 127252.2036 | 120618.2025 | 114634.8749 | 110611.9913 | 107308.917 | 110692.7498 | 110256.4448 | 104215.2924 | 98782.268 | 122707.7942 | 120643.9786 | 119699.1038 | 114855.1523
QLD1 | Solar PV | 0 | 0.018302 | 0.025537 | 0.025381 | 0.024446 | 1676.7775 | 1903.3504 | 9345.5925 | 12447.0289 | 22272.8158 | 29067.3414 | 35926.6872 | 34144.5255 | 32273.6849 | 46361.9913 | 48569.0241 | 91417.4233 | 101886.9976 | 100798.6681 | 136878.439 | 130100.949 | 122972.4799 | 118212.1266 | 125908.3837 | 122655.4554 | 124966.563 | 130145.1299
QLD1 | Grid Battery | 0 | 0.0088259 | 0.0098369 | 0.014644 | 0.01801 | 15998.6758 | 15164.6218 | 18371.9924 | 17955.1432 | 31513.5034 | 32075.597 | 30403.4097 | 28895.2333 | 27312.0108 | 25888.162 | 24538.5426 | 38989.8605 | 36853.535 | 48709.1731 | 68480.5712 | 65083.5578 | 61517.5108 | 58310.4368 | 55270.5564 | 52528.8324 | 61419.291 | 58217.3375
QLD1 | Pumped Hydro | 0 | 0 | 0.0082714 | 0.0122 | 0.012026 | 1709.6795 | 1620.5494 | 1536.0659 | 1459.8685 | 1379.8797 | 1307.9433 | 3255.5334 | 3094.0412 | 2924.513 | 14901.5917 | 14124.7316 | 16203.8491 | 15316.0106 | 14517.5457 | 13760.7069 | 13078.1 | 12361.527 | 11717.0872 | 14239.2516 | 13532.9062 | 12791.4137 | 12124.5628
QLD1 | VPP | 0 | 0 | 0 | 0 | 0 | 0 | 0 | 0 | 0 | 0 | 0 | 0 | 0 | 0 | 0 | 0 | 0 | 0 | 0 | 0 | 0 | 0 | 0 | 0 | 0 | 0 | 0
Total excluding storage |  | 0 | 23287.4714 | 22073.4507 | 30752.9887 | 50013.1077 | 118926.9425 | 113700.7385 | 143933.1612 | 141212.4155 | 175994.2573 | 193005.6035 | 193650.2809 | 184044.1603 | 173960.0485 | 217663.1762 | 210939.816 | 264182.0761 | 267443.7301 | 273964.8211 | 332305.8483 | 320888.7474 | 303306.6661 | 289145.0047 | 324225.5514 | 315158.1661 | 330068.8774 | 325951.1927
Region | Technology | 2023-24 | 2024-25 | 2025-26 | 2026-27 | 2027-28 | 2028-29 | 2029-30 | 2030-31 | 2031-32 | 2032-33 | 2033-34 | 2034-35 | 2035-36 | 2036-37 | 2037-38 | 2038-39 | 2039-40 | 2040-41 | 2041-42 | 2042-43 | 2043-44 | 2044-45 | 2045-46 | 2046-47 | 2047-48 | 2048-49 | 2049-50
VIC1 | Black Coal | 0 | 0 | 0 | 0 | 0 | 0 | 0 | 0 | 0 | 0 | 0 | 0 | 0 | 0 | 0 | 0 | 0 | 0 | 0 | 0 | 0 | 0 | 0 | 0 | 0 | 0 | 0
VIC1 | Brown Coal | 0 | 0 | 0 | 0 | 0 | 0 | 0 | 0 | 0 | 0 | 0 | 0 | 0 | 0 | 0 | 0 | 0 | 0 | 0 | 0 | 0 | 0 | 0 | 0 | 0 | 0 | 0
VIC1 | CCGT | 0 | 0 | 0 | 0 | 0 | 0 | 0 | 0 | 0 | 0 | 0 | 0 | 0 | 0 | 0 | 0 | 0 | 0 | 0 | 0 | 0 | 0 | 0 | 0 | 0 | 0 | 0
VIC1 | Gas - Steam | 0 | 0 | 0 | 0 | 0 | 0 | 0 | 0 | 0 | 0 | 0 | 0 | 0 | 0 | 0 | 0 | 0 | 0 | 0 | 0 | 0 | 0 | 0 | 0 | 0 | 0 | 0
VIC1 | OCGT / Diesel | 0 | 0.004042 | 0.0038313 | 0.0036396 | 0.0034642 | 0.0032897 | 0.0031262 | 0.0029708 | 0.0028263 | 0.0027383 | 0.0026039 | 0.0025516 | 2600.6413 | 2458.1474 | 2658.1976 | 2519.6186 | 2394.6317 | 2263.4255 | 2145.427 | 2033.5801 | 5308.2513 | 10197.0695 | 9665.4687 | 9161.5818 | 8707.1168 | 8230.038 | 7800.9839
VIC1 | Hydro | 0 | 0 | 0 | 0 | 0 | 0 | 0 | 0 | 0 | 0 | 0 | 0 | 0 | 0 | 0 | 0 | 0 | 0 | 0 | 0 | 0 | 0 | 0 | 0 | 0 | 0 | 0
VIC1 | Hydrogen Turbine | 0 | 0 | 0 | 0 | 0 | 0 | 0 | 0 | 0 | 0 | 0 | 0 | 0 | 0 | 0 | 0 | 0 | 0 | 0 | 0 | 0 | 0 | 0 | 0 | 0 | 0 | 0
VIC1 | Wind | 0 | 18698.645 | 17723.8342 | 24614.7646 | 28300.4211 | 33548.9418 | 43522.2322 | 62029.2059 | 58952.2159 | 56268.2913 | 79814.6262 | 75653.6753 | 71900.8361 | 68002.4411 | 74076.7608 | 70214.954 | 68155.5972 | 65737.5311 | 62310.4561 | 61949.2151 | 59113.2665 | 55891.083 | 57194.9393 | 63746.0824 | 60583.9854 | 57763.0396 | 59624.0074
VIC1 | Solar PV | 0 | 0.015938 | 0.015457 | 0.03162 | 0.030205 | 0.028678 | 0.02758 | 0.035682 | 0.038473 | 7775.613 | 7370.2493 | 10345.057 | 9831.8852 | 9527.417 | 13248.424 | 12557.7507 | 17668.9393 | 16700.8292 | 26476.0271 | 27717.732 | 39026.1083 | 37267.2376 | 37754.2905 | 37180.3534 | 35933.8073 | 36784.968 | 36509.3813
VIC1 | Grid Battery | 0 | 0.013565 | 0.012971 | 0.059882 | 0.057177 | 0.054057 | 0.051417 | 2302.8389 | 2188.6056 | 4215.5182 | 3995.752 | 3787.4427 | 8190.1341 | 7741.3819 | 9049.3825 | 8577.6141 | 8799.2803 | 13538.2148 | 22722.7162 | 21538.1205 | 22475.731 | 26328.5627 | 24955.9837 | 23654.9702 | 22481.5539 | 21249.7493 | 22012.5649
VIC1 | Pumped Hydro | 0 | 0 | 0.0075667 | 0.016776 | 0.016029 | 0.01522 | 0.014511 | 0.02107 | 0.020039 | 0.019003 | 0.018069 | 0.017186 | 0.020028 | 0.019077 | 0.035757 | 0.033949 | 0.032375 | 0.031634 | 0.031516 | 0.029996 | 0.030142 | 74.4844 | 70.6023 | 66.9217 | 63.6021 | 286.1356 | 271.2186
VIC1 | VPP | 0 | 0 | 0 | 0 | 0 | 0 | 0 | 0 | 0 | 0 | 0 | 0 | 0 | 0 | 0 | 0 | 0 | 0 | 0 | 0 | 0 | 0 | 0 | 0 | 0 | 0 | 0
Total excluding storage |  | 0 | 18698.6785 | 17723.874 | 24614.8765 | 28300.5279 | 33549.0431 | 43522.3289 | 64332.1045 | 61140.8829 | 68259.4442 | 91180.6482 | 89786.1948 | 92523.5168 | 87729.4066 | 99032.8007 | 93869.9713 | 97018.4809 | 98240.0322 | 113654.6579 | 113238.6776 | 125923.3872 | 129758.4373 | 129641.2846 | 133809.9094 | 127770.0655 | 124313.9304 | 126218.1561
Region | Technology | 2023-24 | 2024-25 | 2025-26 | 2026-27 | 2027-28 | 2028-29 | 2029-30 | 2030-31 | 2031-32 | 2032-33 | 2033-34 | 2034-35 | 2035-36 | 2036-37 | 2037-38 | 2038-39 | 2039-40 | 2040-41 | 2041-42 | 2042-43 | 2043-44 | 2044-45 | 2045-46 | 2046-47 | 2047-48 | 2048-49 | 2049-50
SA1 | Black Coal | 0 | 0 | 0 | 0 | 0 | 0 | 0 | 0 | 0 | 0 | 0 | 0 | 0 | 0 | 0 | 0 | 0 | 0 | 0 | 0 | 0 | 0 | 0 | 0 | 0 | 0 | 0
SA1 | Brown Coal | 0 | 0 | 0 | 0 | 0 | 0 | 0 | 0 | 0 | 0 | 0 | 0 | 0 | 0 | 0 | 0 | 0 | 0 | 0 | 0 | 0 | 0 | 0 | 0 | 0 | 0 | 0
SA1 | CCGT | 0 | 0 | 0 | 0 | 0 | 0 | 0 | 0 | 0 | 0 | 0 | 0 | 0 | 0 | 0 | 0 | 0 | 0 | 0 | 0 | 0 | 0 | 0 | 0 | 0 | 0 | 0
SA1 | Gas - Steam | 0 | 0 | 0 | 0 | 0 | 0 | 0 | 0 | 0 | 0 | 0 | 0 | 0 | 0 | 0 | 0 | 0 | 0 | 0 | 0 | 0 | 0 | 0 | 0 | 0 | 0 | 0
SA1 | OCGT / Diesel | 0 | 0.002084 | 0.0019776 | 0.0022495 | 0.002144 | 0.0020366 | 0.001941 | 0.0021755 | 0.0020782 | 0.0023026 | 0.0021951 | 0.0022115 | 0.0075333 | 0.0071276 | 0.0093462 | 0.0088628 | 0.0084421 | 0.007986 | 0.0075739 | 0.007187 | 63.0572 | 59.6022 | 56.495 | 53.5497 | 50.8934 | 48.1048 | 45.597
SA1 | Hydro | 0 | 0 | 0 | 0 | 0 | 0 | 0 | 0 | 0 | 0 | 0 | 0 | 0 | 0 | 0 | 0 | 0 | 0 | 0 | 0 | 0 | 0 | 0 | 0 | 0 | 0 | 0
SA1 | Hydrogen Turbine | 0 | 0 | 0 | 0 | 0 | 0 | 0 | 0 | 0 | 0 | 0 | 0 | 0 | 0 | 0 | 0 | 0 | 0 | 0 | 0 | 0 | 0 | 0 | 0 | 0 | 0 | 0
SA1 | Wind | 0 | 9089.5222 | 8615.6609 | 14144.044 | 13442.4255 | 26091.7567 | 28405.5032 | 29385.2422 | 27927.5729 | 28867.5049 | 28686.7698 | 27191.2517 | 25842.5736 | 26211.0717 | 32646.392 | 32504.369 | 34557.1582 | 33173.2611 | 31443.8495 | 34906.2736 | 33425.3794 | 33573.7678 | 31823.4777 | 41151.7019 | 43201.8433 | 43072.9558 | 43688.2329
SA1 | Solar PV | 0 | 0.025253 | 0.032302 | 0.031693 | 0.030206 | 0.029296 | 0.028667 | 0.045937 | 0.043696 | 3786.995 | 3589.5687 | 9253.8427 | 8794.8011 | 8312.9182 | 16135.7412 | 15294.5418 | 15662.369 | 29115.6966 | 34271.2916 | 35806.4432 | 51106.6865 | 48386.3467 | 45863.8358 | 44943.9869 | 42934.697 | 42925.2996 | 40888.9793
SA1 | Grid Battery | 0 | 0.0095421 | 0.011815 | 0.024728 | 0.024 | 0.022698 | 0.021904 | 0.17352 | 0.16598 | 8393.5783 | 7955.9986 | 7541.231 | 10317.527 | 9752.2112 | 12468.0862 | 11818.0915 | 11231.8498 | 17076.5983 | 23130.4106 | 21941.6419 | 27765.1653 | 28577.8436 | 27088.0036 | 25675.833 | 24402.1705 | 23065.1314 | 21862.7004
SA1 | Pumped Hydro | 0 | 0 | 0.0063862 | 0.0089307 | 0.0086044 | 0.0082072 | 0.0079421 | 0.0095517 | 0.0090978 | 0.0088485 | 0.0084983 | 0.0081573 | 0.0090392 | 0.0086243 | 0.010238 | 0.0097486 | 0.0093684 | 0.009527 | 0.010106 | 0.010298 | 0.010018 | 0.01126 | 0.010712 | 0.010184 | 0.0097068 | 0.009214 | 0.0095506
SA1 | VPP | 0 | 0 | 0 | 0 | 0 | 0 | 0 | 0 | 0 | 0 | 0 | 0 | 0 | 0 | 0 | 0 | 0 | 0 | 0 | 0 | 0 | 0 | 0 | 0 | 0 | 0 | 0
Total excluding storage |  | 0 | 9089.5591 | 8615.7134 | 14144.1116 | 13442.4905 | 26091.8189 | 28405.5636 | 29385.4734 | 27927.7938 | 41048.0892 | 40232.3478 | 43986.3357 | 44954.9183 | 44276.2168 | 61250.2389 | 59617.0209 | 61451.3949 | 79365.5736 | 88845.5695 | 92654.3761 | 112360.2984 | 110597.5716 | 104831.8228 | 111825.0817 | 110589.6139 | 109111.5008 | 106485.5192
Region | Technology | 2023-24 | 2024-25 | 2025-26 | 2026-27 | 2027-28 | 2028-29 | 2029-30 | 2030-31 | 2031-32 | 2032-33 | 2033-34 | 2034-35 | 2035-36 | 2036-37 | 2037-38 | 2038-39 | 2039-40 | 2040-41 | 2041-42 | 2042-43 | 2043-44 | 2044-45 | 2045-46 | 2046-47 | 2047-48 | 2048-49 | 2049-50
TAS1 | Black Coal | 0 | 0 | 0 | 0 | 0 | 0 | 0 | 0 | 0 | 0 | 0 | 0 | 0 | 0 | 0 | 0 | 0 | 0 | 0 | 0 | 0 | 0 | 0 | 0 | 0 | 0 | 0
TAS1 | Brown Coal | 0 | 0 | 0 | 0 | 0 | 0 | 0 | 0 | 0 | 0 | 0 | 0 | 0 | 0 | 0 | 0 | 0 | 0 | 0 | 0 | 0 | 0 | 0 | 0 | 0 | 0 | 0
TAS1 | CCGT | 0 | 0 | 0 | 0 | 0 | 0 | 0 | 0 | 0 | 0 | 0 | 0 | 0 | 0 | 0 | 0 | 0 | 0 | 0 | 0 | 0 | 0 | 0 | 0 | 0 | 0 | 0
TAS1 | Gas - Steam | 0 | 0 | 0 | 0 | 0 | 0 | 0 | 0 | 0 | 0 | 0 | 0 | 0 | 0 | 0 | 0 | 0 | 0 | 0 | 0 | 0 | 0 | 0 | 0 | 0 | 0 | 0
TAS1 | OCGT / Diesel | 0 | 0.0019022 | 0.0018041 | 0.0017181 | 0.001684 | 0.0016776 | 0.0017004 | 0.0020014 | 0.0019145 | 0.0021367 | 0.0020359 | 0.0019418 | 0.0046714 | 0.0044225 | 0.0047112 | 0.0044718 | 0.0042596 | 0.0040311 | 0.0038472 | 0.0036566 | 0.0035974 | 0.0066662 | 0.0063243 | 0.0060005 | 0.0057096 | 0.005404 | 0.0051287
TAS1 | Hydro | 0 | 0 | 0 | 0 | 0 | 0 | 0 | 0 | 0 | 0 | 0 | 0 | 0 | 0 | 0 | 0 | 0 | 0 | 0 | 0 | 0 | 0 | 0 | 0 | 0 | 0 | 0
TAS1 | Hydrogen Turbine | 0 | 0 | 0 | 0 | 0 | 0 | 0 | 0 | 0 | 0 | 0 | 0 | 0 | 0 | 0 | 0 | 0 | 0 | 0 | 0 | 0 | 0 | 0 | 0 | 0 | 0 | 0
TAS1 | Wind | 0 | 12168.9116 | 11534.5134 | 11132.4467 | 13121.9351 | 13675.7234 | 20348.8317 | 19404.5474 | 35843.3467 | 33890.9592 | 32124.1326 | 30449.4152 | 28938.9564 | 27353.3386 | 25953.8435 | 24600.8002 | 23380.4655 | 22127.7321 | 20974.1537 | 19880.7147 | 18894.5218 | 17859.2565 | 16928.2058 | 16045.6936 | 15249.739 | 14414.1786 | 13662.7289
TAS1 | Solar PV | 0 | 0.0066203 | 0.0062925 | 0.0065887 | 0.0063234 | 0.0060024 | 0.0059082 | 0.007056 | 0.00676 | 0.0086006 | 0.0081791 | 0.010416 | 0.0099148 | 0.0094438 | 0.0099979 | 0.0096101 | 0.010716 | 982.4077 | 931.1922 | 882.6468 | 838.8633 | 792.903 | 751.5668 | 712.3863 | 677.048 | 639.9594 | 606.5966
TAS1 | Grid Battery | 0 | 0.0070107 | 0.0082699 | 0.0091187 | 0.010848 | 0.010282 | 0.012414 | 0.023621 | 0.027183 | 0.035949 | 0.034209 | 0.0325 | 0.031077 | 0.029566 | 0.032347 | 0.030866 | 0.029507 | 0.028043 | 0.027303 | 0.026049 | 0.028292 | 0.036652 | 0.034861 | 0.033211 | 0.03417 | 0.036043 | 0.036986
TAS1 | Pumped Hydro | 0 | 0 | 0.014255 | 0.015094 | 0.017354 | 0.018112 | 0.026764 | 399.1608 | 379.3616 | 4903.1876 | 4647.5715 | 4405.2812 | 5308.8856 | 5018.0022 | 5473.9405 | 5188.5693 | 4931.1878 | 4660.999 | 4418.0088 | 4187.6861 | 3979.954 | 4022.6363 | 3812.9254 | 3614.1474 | 3434.8658 | 3246.6636 | 3077.4064
TAS1 | VPP | 0 | 0 | 0 | 0 | 0 | 0 | 0 | 0 | 0 | 0 | 0 | 0 | 0 | 0 | 0 | 0 | 0 | 0 | 0 | 0 | 0 | 0 | 0 | 0 | 0 | 0 | 0
Total excluding storage |  | 0 | 12168.9271 | 11534.544 | 11132.4792 | 13121.9713 | 13675.7595 | 20348.8785 | 19803.7409 | 36222.7442 | 38794.1935 | 36771.7485 | 34854.7413 | 34247.8877 | 32371.3842 | 31427.8311 | 29789.4145 | 28311.6977 | 27771.1709 | 26323.3859 | 24951.0774 | 23713.371 | 22674.8391 | 21492.7392 | 20372.2665 | 19361.6928 | 18300.843 | 17346.7739

## Option 5_Fuel Cost
Fuel cost by technology ($000s) - Option 5, Step Change Scenario
Fuel | Real June 2021 dollars discounted to 1 July 2021
Explicitly modelled generation
Region | Technology | 2023-24 | 2024-25 | 2025-26 | 2026-27 | 2027-28 | 2028-29 | 2029-30 | 2030-31 | 2031-32 | 2032-33 | 2033-34 | 2034-35 | 2035-36 | 2036-37 | 2037-38 | 2038-39 | 2039-40 | 2040-41 | 2041-42 | 2042-43 | 2043-44 | 2044-45 | 2045-46 | 2046-47 | 2047-48 | 2048-49 | 2049-50
NEM | Black Coal | 1659217.882 | 1332888.658 | 1206218.4875 | 1036821.192 | 781433.364 | 678104.786 | 574104.474 | 391897.046 | 356586.564 | 301288.692 | 173151.182 | 163900.513 | 134150.635 | 120498.072 | 119658.366 | 107579.9605 | 18574.036 | 6996.025 | 6463.4905 | 0 | 0 | 0 | 0 | 0 | 0 | 0 | 0
NEM | Brown Coal | 215860.267 | 178599.517 | 156707.389 | 114171.768 | 108963.274 | 86410.044 | 52521.058 | 32781.894 | 24685.309 | 0 | 0 | 0 | 0 | 0 | 0 | 0 | 0 | 0 | 0 | 0 | 0 | 0 | 0 | 0 | 0 | 0 | 0
NEM | CCGT | 148437.2046 | 113258.0563 | 193067.8209 | 221978.8049 | 214026.7232 | 233340.866 | 255778.6738 | 289762.054 | 242105.0878 | 224904.0487 | 281388.712 | 305633.1055 | 215817.7945 | 188666.9195 | 133045.265 | 141163.6985 | 125003.8335 | 101792.785 | 81263.5855 | 89387.8723 | 63607.121 | 48854.8988 | 26300.6828 | 19979.868 | 18640.78 | 17450.416 | 16874.698
NEM | Gas - Steam | 11398.7814 | 10612.6324 | 32197.759 | 14420.287 | 9095.604 | 18389.33 | 14603.792 | 72924.176 | 12189.211 | 25484.468 | 21526.668 | 36379.868 | 20566.576 | 28208.094 | 29730.652 | 30155.066 | 0 | 0 | 0 | 0 | 0 | 0 | 0 | 0 | 0 | 0 | 0
NEM | OCGT / Diesel | 17482.1413 | 13726.4594 | 30405.9073 | 36793.9249 | 25344.4618 | 31890.5493 | 24216.7282 | 108816.5684 | 46260.4539 | 74494.4357 | 122584.3894 | 229559.52 | 130883.3999 | 166325.211 | 159110.3056 | 144249.9459 | 334759.0688 | 308384.5075 | 147241.329 | 190083.2264 | 328980.673 | 194663.4418 | 233485.3259 | 290096.8074 | 199875.9763 | 280139.6341 | 255000.1231
NEM | Hydro | 0 | 0 | 0 | 0 | 0 | 0 | 0 | 0 | 0 | 0 | 0 | 0 | 0 | 0 | 0 | 0 | 0 | 0 | 0 | 0 | 0 | 0 | 0 | 0 | 0 | 0 | 0
NEM | Hydrogen Turbine | 0 | 0 | 0 | 0 | 0 | 0 | 0 | 0 | 0 | 0 | 0 | 0 | 0 | 0 | 0 | 0 | 0 | 0 | 0 | 0 | 0 | 0 | 0 | 0 | 0 | 0 | 0
NEM | Wind | 0 | 0 | 0 | 0 | 0 | 0 | 0 | 0 | 0 | 0 | 0 | 0 | 0 | 0 | 0 | 0 | 0 | 0 | 0 | 0 | 0 | 0 | 0 | 0 | 0 | 0 | 0
NEM | Solar PV | 0 | 0 | 0 | 0 | 0 | 0 | 0 | 0 | 0 | 0 | 0 | 0 | 0 | 0 | 0 | 0 | 0 | 0 | 0 | 0 | 0 | 0 | 0 | 0 | 0 | 0 | 0
NEM | Grid Battery | 0 | 0 | 0 | 0 | 0 | 0 | 0 | 0 | 0 | 0 | 0 | 0 | 0 | 0 | 0 | 0 | 0 | 0 | 0 | 0 | 0 | 0 | 0 | 0 | 0 | 0 | 0
NEM | Pumped Hydro | 0 | 0 | 0 | 0 | 0 | 0 | 0 | 0 | 0 | 0 | 0 | 0 | 0 | 0 | 0 | 0 | 0 | 0 | 0 | 0 | 0 | 0 | 0 | 0 | 0 | 0 | 0
NEM | VPP | 0 | 0 | 0 | 0 | 0 | 0 | 0 | 0 | 0 | 0 | 0 | 0 | 0 | 0 | 0 | 0 | 0 | 0 | 0 | 0 | 0 | 0 | 0 | 0 | 0 | 0 | 0
Total excluding storage |  | 2052396.2763 | 1649085.3231 | 1618597.3637 | 1424185.9768 | 1138863.427 | 1048135.5753 | 921224.726 | 896181.7384 | 681826.6257 | 626171.6444 | 598650.9514 | 735473.0065 | 501418.4054 | 503698.2965 | 441544.5886 | 423148.6709 | 478336.9383 | 417173.3175 | 234968.405 | 279471.0987 | 392587.794 | 243518.3406 | 259786.0087 | 310076.6754 | 218516.7563 | 297590.0501 | 271874.8211
Region | Technology | 2023-24 | 2024-25 | 2025-26 | 2026-27 | 2027-28 | 2028-29 | 2029-30 | 2030-31 | 2031-32 | 2032-33 | 2033-34 | 2034-35 | 2035-36 | 2036-37 | 2037-38 | 2038-39 | 2039-40 | 2040-41 | 2041-42 | 2042-43 | 2043-44 | 2044-45 | 2045-46 | 2046-47 | 2047-48
NSW1 | Black Coal | 910249.792 | 690632.724 | 556313.7715 | 484369.156 | 338424.488 | 333714.472 | 264548.852 | 213436.444 | 196998.964 | 188198.9 | 98723.504 | 95503.968 | 77907.404 | 64396.846 | 66252.526 | 61174.204 | 0 | 0 | 0 | 0 | 0 | 0 | 0 | 0 | 0 | 0 | 0
NSW1 | Brown Coal | 0 | 0 | 0 | 0 | 0 | 0 | 0 | 0 | 0 | 0 | 0 | 0 | 0 | 0 | 0 | 0 | 0 | 0 | 0 | 0 | 0 | 0 | 0 | 0 | 0 | 0 | 0
NSW1 | CCGT | 875.6051 | 387.8808 | 18062.176 | 38002.012 | 41083.7 | 33762.344 | 54060.616 | 52314.632 | 45455.932 | 39275.772 | 56553.944 | 63268.188 | 39003.772 | 38394.368 | 39044.944 | 44090.072 | 42231.944 | 31528.512 | 25638.75 | 29214.998 | 0 | 0 | 0 | 0 | 0 | 0 | 0
NSW1 | Gas - Steam | 0 | 0 | 0 | 0 | 0 | 0 | 0 | 0 | 0 | 0 | 0 | 0 | 0 | 0 | 0 | 0 | 0 | 0 | 0 | 0 | 0 | 0 | 0 | 0 | 0 | 0 | 0
NSW1 | OCGT / Diesel | 927.4161 | 551.9789 | 3607.1738 | 3164.4971 | 2563.3075 | 509.0095 | 3.2681 | 12161.6388 | 2163.7979 | 8574.8021 | 16995.6116 | 57753.7188 | 24374.2113 | 42439.4262 | 29954.1645 | 37085.1213 | 113668.8299 | 134549.4147 | 57544.3105 | 67705.164 | 117240.7798 | 55361.4113 | 78561.3476 | 71919.876 | 64718.721 | 58467.3069 | 67610.4764
NSW1 | Hydro | 0 | 0 | 0 | 0 | 0 | 0 | 0 | 0 | 0 | 0 | 0 | 0 | 0 | 0 | 0 | 0 | 0 | 0 | 0 | 0 | 0 | 0 | 0 | 0 | 0 | 0 | 0
NSW1 | Hydrogen Turbine | 0 | 0 | 0 | 0 | 0 | 0 | 0 | 0 | 0 | 0 | 0 | 0 | 0 | 0 | 0 | 0 | 0 | 0 | 0 | 0 | 0 | 0 | 0 | 0 | 0 | 0 | 0
NSW1 | Wind | 0 | 0 | 0 | 0 | 0 | 0 | 0 | 0 | 0 | 0 | 0 | 0 | 0 | 0 | 0 | 0 | 0 | 0 | 0 | 0 | 0 | 0 | 0 | 0 | 0 | 0 | 0
NSW1 | Solar PV | 0 | 0 | 0 | 0 | 0 | 0 | 0 | 0 | 0 | 0 | 0 | 0 | 0 | 0 | 0 | 0 | 0 | 0 | 0 | 0 | 0 | 0 | 0 | 0 | 0 | 0 | 0
NSW1 | Grid Battery | 0 | 0 | 0 | 0 | 0 | 0 | 0 | 0 | 0 | 0 | 0 | 0 | 0 | 0 | 0 | 0 | 0 | 0 | 0 | 0 | 0 | 0 | 0 | 0 | 0 | 0 | 0
NSW1 | Pumped Hydro | 0 | 0 | 0 | 0 | 0 | 0 | 0 | 0 | 0 | 0 | 0 | 0 | 0 | 0 | 0 | 0 | 0 | 0 | 0 | 0 | 0 | 0 | 0 | 0 | 0 | 0 | 0
NSW1 | VPP | 0 | 0 | 0 | 0 | 0 | 0 | 0 | 0 | 0 | 0 | 0 | 0 | 0 | 0 | 0 | 0 | 0 | 0 | 0 | 0 | 0 | 0 | 0 | 0 | 0 | 0 | 0
Total excluding storage |  | 912052.8132 | 691572.5837 | 577983.1213 | 525535.6651 | 382071.4955 | 367985.8255 | 318612.7361 | 277912.7148 | 244618.6939 | 236049.4741 | 172273.0596 | 216525.8748 | 141285.3873 | 145230.6402 | 135251.6345 | 142349.3973 | 155900.7739 | 166077.9267 | 83183.0605 | 96920.162 | 117240.7798 | 55361.4113 | 78561.3476 | 71919.876 | 64718.721 | 58467.3069 | 67610.4764
Region | Technology | 2023-24 | 2024-25 | 2025-26 | 2026-27 | 2027-28 | 2028-29 | 2029-30 | 2030-31 | 2031-32 | 2032-33 | 2033-34 | 2034-35 | 2035-36 | 2036-37 | 2037-38 | 2038-39 | 2039-40 | 2040-41 | 2041-42 | 2042-43 | 2043-44 | 2044-45 | 2045-46 | 2046-47 | 2047-48
QLD1 | Black Coal | 748968.09 | 642255.934 | 649904.716 | 552452.036 | 443008.876 | 344390.314 | 309555.622 | 178460.602 | 159587.6 | 113089.792 | 74427.678 | 68396.545 | 56243.231 | 56101.226 | 53405.84 | 46405.7565 | 18574.036 | 6996.025 | 6463.4905 | 0 | 0 | 0 | 0 | 0 | 0 | 0 | 0
QLD1 | Brown Coal | 0 | 0 | 0 | 0 | 0 | 0 | 0 | 0 | 0 | 0 | 0 | 0 | 0 | 0 | 0 | 0 | 0 | 0 | 0 | 0 | 0 | 0 | 0 | 0 | 0 | 0 | 0
QLD1 | CCGT | 70551.3235 | 61562.5435 | 98277.5969 | 134642.5689 | 132014.6232 | 139857.138 | 147131.1578 | 165731.91 | 154604.4518 | 139392.6087 | 174924.696 | 179164.5855 | 139984.0545 | 108347.5995 | 94000.321 | 97073.6265 | 82771.8895 | 70264.273 | 55624.8355 | 60172.8743 | 63607.121 | 48854.8988 | 26300.6828 | 19979.868 | 18640.78 | 17450.416 | 16874.698
QLD1 | Gas - Steam | 0 | 0 | 0 | 0 | 0 | 0 | 0 | 0 | 0 | 0 | 0 | 0 | 0 | 0 | 0 | 0 | 0 | 0 | 0 | 0 | 0 | 0 | 0 | 0 | 0 | 0 | 0
QLD1 | OCGT / Diesel | 215.0669 | 0.054857 | 217.8722 | 1426.385 | 1906.4002 | 1467.5165 | 617.5964 | 29530.1208 | 23375.4791 | 20882.2765 | 60072.0988 | 68267.1444 | 48636.1063 | 64120.7712 | 42778.4482 | 33797.2991 | 73242.9505 | 62707.5681 | 26986.3516 | 46636.4208 | 54469.3541 | 31572.652 | 44954.143 | 77681.8624 | 31801.4802 | 80406.795 | 63408.304
QLD1 | Hydro | 0 | 0 | 0 | 0 | 0 | 0 | 0 | 0 | 0 | 0 | 0 | 0 | 0 | 0 | 0 | 0 | 0 | 0 | 0 | 0 | 0 | 0 | 0 | 0 | 0 | 0 | 0
QLD1 | Hydrogen Turbine | 0 | 0 | 0 | 0 | 0 | 0 | 0 | 0 | 0 | 0 | 0 | 0 | 0 | 0 | 0 | 0 | 0 | 0 | 0 | 0 | 0 | 0 | 0 | 0 | 0 | 0 | 0
QLD1 | Wind | 0 | 0 | 0 | 0 | 0 | 0 | 0 | 0 | 0 | 0 | 0 | 0 | 0 | 0 | 0 | 0 | 0 | 0 | 0 | 0 | 0 | 0 | 0 | 0 | 0 | 0 | 0
QLD1 | Solar PV | 0 | 0 | 0 | 0 | 0 | 0 | 0 | 0 | 0 | 0 | 0 | 0 | 0 | 0 | 0 | 0 | 0 | 0 | 0 | 0 | 0 | 0 | 0 | 0 | 0 | 0 | 0
QLD1 | Grid Battery | 0 | 0 | 0 | 0 | 0 | 0 | 0 | 0 | 0 | 0 | 0 | 0 | 0 | 0 | 0 | 0 | 0 | 0 | 0 | 0 | 0 | 0 | 0 | 0 | 0 | 0 | 0
QLD1 | Pumped Hydro | 0 | 0 | 0 | 0 | 0 | 0 | 0 | 0 | 0 | 0 | 0 | 0 | 0 | 0 | 0 | 0 | 0 | 0 | 0 | 0 | 0 | 0 | 0 | 0 | 0 | 0 | 0
QLD1 | VPP | 0 | 0 | 0 | 0 | 0 | 0 | 0 | 0 | 0 | 0 | 0 | 0 | 0 | 0 | 0 | 0 | 0 | 0 | 0 | 0 | 0 | 0 | 0 | 0 | 0 | 0 | 0
Total excluding storage |  | 819734.4804 | 703818.5323 | 748400.1851 | 688520.9899 | 576929.8994 | 485714.9685 | 457304.3762 | 373722.6328 | 337567.5309 | 273364.6772 | 309424.4728 | 315828.2749 | 244863.3918 | 228569.5967 | 190184.6092 | 177276.6821 | 174588.876 | 139967.8661 | 89074.6776 | 106809.2951 | 118076.4751 | 80427.5508 | 71254.8258 | 97661.7304 | 50442.2602 | 97857.211 | 80283.002
Region | Technology | 2023-24 | 2024-25 | 2025-26 | 2026-27 | 2027-28 | 2028-29 | 2029-30 | 2030-31 | 2031-32 | 2032-33 | 2033-34 | 2034-35 | 2035-36 | 2036-37 | 2037-38 | 2038-39 | 2039-40 | 2040-41 | 2041-42 | 2042-43 | 2043-44 | 2044-45 | 2045-46 | 2046-47 | 2047-48
VIC1 | Black Coal | 0 | 0 | 0 | 0 | 0 | 0 | 0 | 0 | 0 | 0 | 0 | 0 | 0 | 0 | 0 | 0 | 0 | 0 | 0 | 0 | 0 | 0 | 0 | 0 | 0 | 0 | 0
VIC1 | Brown Coal | 215860.267 | 178599.517 | 156707.389 | 114171.768 | 108963.274 | 86410.044 | 52521.058 | 32781.894 | 24685.309 | 0 | 0 | 0 | 0 | 0 | 0 | 0 | 0 | 0 | 0 | 0 | 0 | 0 | 0 | 0 | 0 | 0 | 0
VIC1 | CCGT | 0 | 0 | 0 | 0 | 0 | 0 | 0 | 0 | 0 | 0 | 0 | 0 | 0 | 0 | 0 | 0 | 0 | 0 | 0 | 0 | 0 | 0 | 0 | 0 | 0 | 0 | 0
VIC1 | Gas - Steam | 1711.8764 | 1789.0284 | 6592.151 | 14420.287 | 9095.604 | 18389.33 | 14603.792 | 72924.176 | 12189.211 | 25484.468 | 21526.668 | 36379.868 | 20566.576 | 28208.094 | 29730.652 | 30155.066 | 0 | 0 | 0 | 0 | 0 | 0 | 0 | 0 | 0 | 0 | 0
VIC1 | OCGT / Diesel | 2798.53 | 1782.8433 | 4120.0497 | 14522.6903 | 7907.9291 | 12218.171 | 7860.7921 | 33703.174 | 5092.4302 | 24531.2038 | 19526.248 | 57659.2158 | 35628.0211 | 35925.1174 | 57527.5822 | 45441.4189 | 105652.8237 | 84506.3339 | 46355.3018 | 55365.1157 | 131421.8541 | 99565.8546 | 102986.099 | 137874.5427 | 101696.5334 | 138312.1369 | 121085.6813
VIC1 | Hydro | 0 | 0 | 0 | 0 | 0 | 0 | 0 | 0 | 0 | 0 | 0 | 0 | 0 | 0 | 0 | 0 | 0 | 0 | 0 | 0 | 0 | 0 | 0 | 0 | 0 | 0 | 0
VIC1 | Hydrogen Turbine | 0 | 0 | 0 | 0 | 0 | 0 | 0 | 0 | 0 | 0 | 0 | 0 | 0 | 0 | 0 | 0 | 0 | 0 | 0 | 0 | 0 | 0 | 0 | 0 | 0 | 0 | 0
VIC1 | Wind | 0 | 0 | 0 | 0 | 0 | 0 | 0 | 0 | 0 | 0 | 0 | 0 | 0 | 0 | 0 | 0 | 0 | 0 | 0 | 0 | 0 | 0 | 0 | 0 | 0 | 0 | 0
VIC1 | Solar PV | 0 | 0 | 0 | 0 | 0 | 0 | 0 | 0 | 0 | 0 | 0 | 0 | 0 | 0 | 0 | 0 | 0 | 0 | 0 | 0 | 0 | 0 | 0 | 0 | 0 | 0 | 0
VIC1 | Grid Battery | 0 | 0 | 0 | 0 | 0 | 0 | 0 | 0 | 0 | 0 | 0 | 0 | 0 | 0 | 0 | 0 | 0 | 0 | 0 | 0 | 0 | 0 | 0 | 0 | 0 | 0 | 0
VIC1 | Pumped Hydro | 0 | 0 | 0 | 0 | 0 | 0 | 0 | 0 | 0 | 0 | 0 | 0 | 0 | 0 | 0 | 0 | 0 | 0 | 0 | 0 | 0 | 0 | 0 | 0 | 0 | 0 | 0
VIC1 | VPP | 0 | 0 | 0 | 0 | 0 | 0 | 0 | 0 | 0 | 0 | 0 | 0 | 0 | 0 | 0 | 0 | 0 | 0 | 0 | 0 | 0 | 0 | 0 | 0 | 0 | 0 | 0
Total excluding storage |  | 220370.6734 | 182171.3887 | 167419.5897 | 143114.7453 | 125966.8071 | 117017.545 | 74985.6421 | 139409.244 | 41966.9502 | 50015.6718 | 41052.916 | 94039.0838 | 56194.5971 | 64133.2114 | 87258.2342 | 75596.4849 | 105652.8237 | 84506.3339 | 46355.3018 | 55365.1157 | 131421.8541 | 99565.8546 | 102986.099 | 137874.5427 | 101696.5334 | 138312.1369 | 121085.6813
Region | Technology | 2023-24 | 2024-25 | 2025-26 | 2026-27 | 2027-28 | 2028-29 | 2029-30 | 2030-31 | 2031-32 | 2032-33 | 2033-34 | 2034-35 | 2035-36 | 2036-37 | 2037-38 | 2038-39 | 2039-40 | 2040-41 | 2041-42 | 2042-43 | 2043-44 | 2044-45 | 2045-46 | 2046-47 | 2047-48
SA1 | Black Coal | 0 | 0 | 0 | 0 | 0 | 0 | 0 | 0 | 0 | 0 | 0 | 0 | 0 | 0 | 0 | 0 | 0 | 0 | 0 | 0 | 0 | 0 | 0 | 0 | 0 | 0 | 0
SA1 | Brown Coal | 0 | 0 | 0 | 0 | 0 | 0 | 0 | 0 | 0 | 0 | 0 | 0 | 0 | 0 | 0 | 0 | 0 | 0 | 0 | 0 | 0 | 0 | 0 | 0 | 0 | 0 | 0
SA1 | CCGT | 77010.276 | 51307.632 | 76728.048 | 49334.224 | 40928.4 | 59721.384 | 54586.9 | 71715.512 | 42044.704 | 46235.668 | 49910.072 | 63200.332 | 36829.968 | 41924.952 | 0 | 0 | 0 | 0 | 0 | 0 | 0 | 0 | 0 | 0 | 0 | 0 | 0
SA1 | Gas - Steam | 9686.905 | 8823.604 | 25605.608 | 0 | 0 | 0 | 0 | 0 | 0 | 0 | 0 | 0 | 0 | 0 | 0 | 0 | 0 | 0 | 0 | 0 | 0 | 0 | 0 | 0 | 0 | 0 | 0
SA1 | OCGT / Diesel | 13541.1115 | 11391.5504 | 22460.7793 | 17659.3984 | 12966.793 | 17695.8198 | 15597.6864 | 32932.9367 | 15440.9599 | 19740.3507 | 25743.3518 | 44394.8928 | 21290.6745 | 22902.6948 | 27703.9163 | 27112.5216 | 38504.277 | 25985.49 | 15991.6686 | 19771.4623 | 25258.0992 | 7932.3749 | 6699.2347 | 2285.2628 | 1474.8625 | 2410.4013 | 2556.5606
SA1 | Hydro | 0 | 0 | 0 | 0 | 0 | 0 | 0 | 0 | 0 | 0 | 0 | 0 | 0 | 0 | 0 | 0 | 0 | 0 | 0 | 0 | 0 | 0 | 0 | 0 | 0 | 0 | 0
SA1 | Hydrogen Turbine | 0 | 0 | 0 | 0 | 0 | 0 | 0 | 0 | 0 | 0 | 0 | 0 | 0 | 0 | 0 | 0 | 0 | 0 | 0 | 0 | 0 | 0 | 0 | 0 | 0 | 0 | 0
SA1 | Wind | 0 | 0 | 0 | 0 | 0 | 0 | 0 | 0 | 0 | 0 | 0 | 0 | 0 | 0 | 0 | 0 | 0 | 0 | 0 | 0 | 0 | 0 | 0 | 0 | 0 | 0 | 0
SA1 | Solar PV | 0 | 0 | 0 | 0 | 0 | 0 | 0 | 0 | 0 | 0 | 0 | 0 | 0 | 0 | 0 | 0 | 0 | 0 | 0 | 0 | 0 | 0 | 0 | 0 | 0 | 0 | 0
SA1 | Grid Battery | 0 | 0 | 0 | 0 | 0 | 0 | 0 | 0 | 0 | 0 | 0 | 0 | 0 | 0 | 0 | 0 | 0 | 0 | 0 | 0 | 0 | 0 | 0 | 0 | 0 | 0 | 0
SA1 | Pumped Hydro | 0 | 0 | 0 | 0 | 0 | 0 | 0 | 0 | 0 | 0 | 0 | 0 | 0 | 0 | 0 | 0 | 0 | 0 | 0 | 0 | 0 | 0 | 0 | 0 | 0 | 0 | 0
SA1 | VPP | 0 | 0 | 0 | 0 | 0 | 0 | 0 | 0 | 0 | 0 | 0 | 0 | 0 | 0 | 0 | 0 | 0 | 0 | 0 | 0 | 0 | 0 | 0 | 0 | 0 | 0 | 0
Total excluding storage |  | 100238.2925 | 71522.7864 | 124794.4353 | 66993.6224 | 53895.193 | 77417.2038 | 70184.5864 | 104648.4487 | 57485.6639 | 65976.0187 | 75653.4238 | 107595.2248 | 58120.6425 | 64827.6468 | 27703.9163 | 27112.5216 | 38504.277 | 25985.49 | 15991.6686 | 19771.4623 | 25258.0992 | 7932.3749 | 6699.2347 | 2285.2628 | 1474.8625 | 2410.4013 | 2556.5606
Region | Technology | 2023-24 | 2024-25 | 2025-26 | 2026-27 | 2027-28 | 2028-29 | 2029-30 | 2030-31 | 2031-32 | 2032-33 | 2033-34 | 2034-35 | 2035-36 | 2036-37 | 2037-38 | 2038-39 | 2039-40 | 2040-41 | 2041-42 | 2042-43 | 2043-44 | 2044-45 | 2045-46 | 2046-47 | 2047-48
TAS1 | Black Coal | 0 | 0 | 0 | 0 | 0 | 0 | 0 | 0 | 0 | 0 | 0 | 0 | 0 | 0 | 0 | 0 | 0 | 0 | 0 | 0 | 0 | 0 | 0 | 0 | 0 | 0 | 0
TAS1 | Brown Coal | 0 | 0 | 0 | 0 | 0 | 0 | 0 | 0 | 0 | 0 | 0 | 0 | 0 | 0 | 0 | 0 | 0 | 0 | 0 | 0 | 0 | 0 | 0 | 0 | 0 | 0 | 0
TAS1 | CCGT | 0 | 0 | 0 | 0 | 0 | 0 | 0 | 0 | 0 | 0 | 0 | 0 | 0 | 0 | 0 | 0 | 0 | 0 | 0 | 0 | 0 | 0 | 0 | 0 | 0 | 0 | 0
TAS1 | Gas - Steam | 0 | 0 | 0 | 0 | 0 | 0 | 0 | 0 | 0 | 0 | 0 | 0 | 0 | 0 | 0 | 0 | 0 | 0 | 0 | 0 | 0 | 0 | 0 | 0 | 0 | 0 | 0
TAS1 | OCGT / Diesel | 0.016741 | 0.031955 | 0.032253 | 20.9541 | 0.032054 | 0.032531 | 137.3851 | 488.6982 | 187.7869 | 765.8025 | 247.0791 | 1484.5481 | 954.3868 | 937.2012 | 1146.1944 | 813.585 | 3690.1877 | 635.7008 | 363.6965 | 605.0635 | 590.5857 | 231.1491 | 284.5015 | 335.2635 | 184.3792 | 542.994 | 339.1008
TAS1 | Hydro | 0 | 0 | 0 | 0 | 0 | 0 | 0 | 0 | 0 | 0 | 0 | 0 | 0 | 0 | 0 | 0 | 0 | 0 | 0 | 0 | 0 | 0 | 0 | 0 | 0 | 0 | 0
TAS1 | Hydrogen Turbine | 0 | 0 | 0 | 0 | 0 | 0 | 0 | 0 | 0 | 0 | 0 | 0 | 0 | 0 | 0 | 0 | 0 | 0 | 0 | 0 | 0 | 0 | 0 | 0 | 0 | 0 | 0
TAS1 | Wind | 0 | 0 | 0 | 0 | 0 | 0 | 0 | 0 | 0 | 0 | 0 | 0 | 0 | 0 | 0 | 0 | 0 | 0 | 0 | 0 | 0 | 0 | 0 | 0 | 0 | 0 | 0
TAS1 | Solar PV | 0 | 0 | 0 | 0 | 0 | 0 | 0 | 0 | 0 | 0 | 0 | 0 | 0 | 0 | 0 | 0 | 0 | 0 | 0 | 0 | 0 | 0 | 0 | 0 | 0 | 0 | 0
TAS1 | Grid Battery | 0 | 0 | 0 | 0 | 0 | 0 | 0 | 0 | 0 | 0 | 0 | 0 | 0 | 0 | 0 | 0 | 0 | 0 | 0 | 0 | 0 | 0 | 0 | 0 | 0 | 0 | 0
TAS1 | Pumped Hydro | 0 | 0 | 0 | 0 | 0 | 0 | 0 | 0 | 0 | 0 | 0 | 0 | 0 | 0 | 0 | 0 | 0 | 0 | 0 | 0 | 0 | 0 | 0 | 0 | 0 | 0 | 0
TAS1 | VPP | 0 | 0 | 0 | 0 | 0 | 0 | 0 | 0 | 0 | 0 | 0 | 0 | 0 | 0 | 0 | 0 | 0 | 0 | 0 | 0 | 0 | 0 | 0 | 0 | 0 | 0 | 0
Total excluding storage |  | 0.016741 | 0.031955 | 0.032253 | 20.9541 | 0.032054 | 0.032531 | 137.3851 | 488.6982 | 187.7869 | 765.8025 | 247.0791 | 1484.5481 | 954.3868 | 937.2012 | 1146.1944 | 813.585 | 3690.1877 | 635.7008 | 363.6965 | 605.0635 | 590.5857 | 231.1491 | 284.5015 | 335.2635 | 184.3792 | 542.994 | 339.1008

## Option 5_Build Cost
New generation build cost (CAPEX) by technology ($000s) - Option 5, Step Change Scenario
CAPEX | Real June 2021 dollars discounted to 1 July 2021. The total capital costs are annualised for modelling purposes.
Explicitly modelled generation
Region | Technology | 2023-24 | 2024-25 | 2025-26 | 2026-27 | 2027-28 | 2028-29 | 2029-30 | 2030-31 | 2031-32 | 2032-33 | 2033-34 | 2034-35 | 2035-36 | 2036-37 | 2037-38 | 2038-39 | 2039-40 | 2040-41 | 2041-42 | 2042-43 | 2043-44 | 2044-45 | 2045-46 | 2046-47 | 2047-48 | 2048-49 | 2049-50
NEM | Black Coal | 0 | 0 | 0 | 0 | 0 | 0 | 0 | 0 | 0 | 0 | 0 | 0 | 0 | 0 | 0 | 0 | 0 | 0 | 0 | 0 | 0 | 0 | 0 | 0 | 0 | 0 | 0
NEM | Brown Coal | 0 | 0 | 0 | 0 | 0 | 0 | 0 | 0 | 0 | 0 | 0 | 0 | 0 | 0 | 0 | 0 | 0 | 0 | 0 | 0 | 0 | 0 | 0 | 0 | 0 | 0 | 0
NEM | CCGT | 0 | 0 | 0 | 0 | 0 | 0 | 0 | 0 | 0 | 0 | 0 | 0 | 0 | 0 | 0 | 0 | 0 | 0 | 0 | 0 | 0 | 0 | 0 | 0 | 0 | 0 | 0
NEM | Gas - Steam | 0 | 0 | 0 | 0 | 0 | 0 | 0 | 0 | 0 | 0 | 0 | 0 | 0 | 0 | 0 | 0 | 0 | 0 | 0 | 0 | 0 | 0 | 0 | 0 | 0 | 0 | 0
NEM | OCGT / Diesel | 0 | 0.15126 | 0.14341 | 0.14025 | 0.13397 | 6801.0055 | 6446.452 | 6110.3874 | 5807.2788 | 5489.0936 | 5202.9329 | 4931.6923 | 23825.1815 | 22519.7566 | 69099.8575 | 65497.4954 | 62248.4602 | 58837.7534 | 55770.3828 | 52862.9224 | 75197.2079 | 113232.0392 | 107328.9473 | 136465.0021 | 129695.586 | 164869.0948 | 156273.9845
NEM | Hydro | 0 | 0 | 0 | 0 | 0 | 0 | 0 | 0 | 0 | 0 | 0 | 0 | 0 | 0 | 0 | 0 | 0 | 0 | 0 | 0 | 0 | 0 | 0 | 0 | 0 | 0 | 0
NEM | Hydrogen Turbine | 0 | 0 | 0 | 0 | 0 | 0 | 0 | 0 | 0 | 0 | 0 | 0 | 0 | 0 | 0 | 0 | 0 | 0 | 0 | 0 | 0 | 0 | 0 | 0 | 0 | 0 | 0
NEM | Wind | 0 | 748313.6395 | 715844.923 | 937841.5911 | 1427411.6232 | 1888351.4094 | 1965770.0337 | 2159710.8539 | 2165636.9537 | 2299124.2765 | 2496810.5949 | 2385642.9903 | 2377582.0588 | 2301530.2372 | 2439884.467 | 2321956.4597 | 2242398.6042 | 2159155.5718 | 2073045.3836 | 2153708.4937 | 2170112.139 | 2062411.8972 | 1979324.0088 | 2204331.9224 | 2228805.9651 | 2155807.6371 | 1910131.915
NEM | Solar PV | 0 | 0.53778 | 56459.8509 | 53516.546 | 50923.563 | 83615.0146 | 128216.8661 | 216336.8543 | 219740.154 | 330199.3068 | 369554.8664 | 423062.973 | 402076.7179 | 391397.7294 | 525982.3836 | 530022.119 | 738922.5127 | 833508.8608 | 892060.9448 | 1023022.9339 | 1103179.893 | 1044557.4004 | 1004935.4183 | 1059302.0191 | 1038813.9011 | 1048212.8434 | 1082145.2598
NEM | Grid Battery | 0 | 0.6386 | 50506.3772 | 47873.7346 | 104190.8632 | 204626.6596 | 199487.6918 | 214646.8881 | 205901.5884 | 328928.6899 | 319979.8352 | 303298.4242 | 316089.9499 | 298770.8091 | 300424.563 | 284762.626 | 377407.3454 | 395413.9729 | 493083.7179 | 543883.1258 | 549245.1195 | 557094.274 | 510994.6834 | 490407.9261 | 445980.328 | 437434.1779 | 418076.3394
NEM | Pumped Hydro | 0 | 0 | 69626.4324 | 65996.8456 | 65864.3883 | 84601.1561 | 80190.7518 | 78822.8433 | 74912.8074 | 102831.5456 | 97470.6724 | 118469.9431 | 120500.43 | 113897.9977 | 270580.5585 | 256474.4667 | 279415.6423 | 264105.9719 | 250337.465 | 237286.7187 | 225516.041 | 216563.7545 | 205273.7131 | 234281.8737 | 222660.2037 | 213704.6029 | 202563.6204
NEM | VPP | 0 | 0 | 0 | 0 | 0 | 0 | 0 | 0 | 0 | 0 | 0 | 0 | 0 | 0 | 0 | 0 | 0 | 0 | 0 | 0 | 0 | 0 | 0 | 0 | 0 | 0 | 0
Total excluding storage |  | 0 | 748314.9672 | 892437.727 | 1105228.8575 | 1648390.5717 | 2267995.2452 | 2380111.7954 | 2675627.827 | 2671998.7823 | 3066572.9124 | 3289018.9018 | 3235406.0229 | 3240074.3381 | 3128116.5299 | 3605971.8296 | 3458713.1668 | 3700392.5648 | 3711022.1307 | 3764297.8941 | 4010764.1944 | 4123250.4005 | 3993859.3653 | 3807856.7709 | 4124788.7435 | 4065955.9837 | 4020028.3561 | 3769191.1191
Region | Technology | 2023-24 | 2024-25 | 2025-26 | 2026-27 | 2027-28 | 2028-29 | 2029-30 | 2030-31 | 2031-32 | 2032-33 | 2033-34 | 2034-35 | 2035-36 | 2036-37 | 2037-38 | 2038-39 | 2039-40 | 2040-41 | 2041-42 | 2042-43 | 2043-44 | 2044-45 | 2045-46 | 2046-47 | 2047-48 | 2048-49 | 2049-50
NSW1 | Black Coal | 0 | 0 | 0 | 0 | 0 | 0 | 0 | 0 | 0 | 0 | 0 | 0 | 0 | 0 | 0 | 0 | 0 | 0 | 0 | 0 | 0 | 0 | 0 | 0 | 0 | 0 | 0
NSW1 | Brown Coal | 0 | 0 | 0 | 0 | 0 | 0 | 0 | 0 | 0 | 0 | 0 | 0 | 0 | 0 | 0 | 0 | 0 | 0 | 0 | 0 | 0 | 0 | 0 | 0 | 0 | 0 | 0
NSW1 | CCGT | 0 | 0 | 0 | 0 | 0 | 0 | 0 | 0 | 0 | 0 | 0 | 0 | 0 | 0 | 0 | 0 | 0 | 0 | 0 | 0 | 0 | 0 | 0 | 0 | 0 | 0 | 0
NSW1 | Gas - Steam | 0 | 0 | 0 | 0 | 0 | 0 | 0 | 0 | 0 | 0 | 0 | 0 | 0 | 0 | 0 | 0 | 0 | 0 | 0 | 0 | 0 | 0 | 0 | 0 | 0 | 0 | 0
NSW1 | OCGT / Diesel | 0 | 0.06586 | 0.062426 | 0.059172 | 0.056267 | 0.053259 | 0.050562 | 0.047994 | 0.045649 | 0.043194 | 0.041041 | 0.039012 | 0.0371 | 0.035162 | 25684.5263 | 24345.5226 | 23137.8506 | 21870.0855 | 20729.9389 | 19649.2312 | 18674.522 | 22290.2732 | 21128.2211 | 25392.288 | 24132.6906 | 24218.642 | 22956.0416
NSW1 | Hydro | 0 | 0 | 0 | 0 | 0 | 0 | 0 | 0 | 0 | 0 | 0 | 0 | 0 | 0 | 0 | 0 | 0 | 0 | 0 | 0 | 0 | 0 | 0 | 0 | 0 | 0 | 0
NSW1 | Hydrogen Turbine | 0 | 0 | 0 | 0 | 0 | 0 | 0 | 0 | 0 | 0 | 0 | 0 | 0 | 0 | 0 | 0 | 0 | 0 | 0 | 0 | 0 | 0 | 0 | 0 | 0 | 0 | 0
NSW1 | Wind | 0 | 333247.5989 | 322417.3938 | 414860.078 | 755596.3763 | 796037.6805 | 781775.8799 | 745133.1594 | 708170.4496 | 799433.7679 | 811101.7176 | 785833.6324 | 857131.1288 | 853279.0996 | 838081.7125 | 794589.0501 | 760082.3229 | 734743.9012 | 709720.2069 | 759198.4644 | 812154.7006 | 767656.0746 | 727711.8779 | 739131.2484 | 792301.8068 | 748890.1581 | 631841.0571
NSW1 | Solar PV | 0 | 0.21053 | 56459.4616 | 53516.0854 | 50923.1223 | 76532.9831 | 120259.5826 | 178301.8356 | 169457.083 | 191847.3327 | 207577.8638 | 201213.4216 | 191232.1269 | 191182.697 | 238544.5572 | 242636.489 | 300198.8485 | 320325.2173 | 326534.2188 | 336703.8628 | 340948.6512 | 322267.4508 | 305466.7789 | 337560.6375 | 338330.7568 | 333294.0692 | 351877.8533
NSW1 | Grid Battery | 0 | 0.40042 | 50506.1177 | 47873.1285 | 104190.2523 | 129919.2682 | 128674.9834 | 121966.8914 | 115916.6682 | 149294.9944 | 141511.8474 | 134134.4532 | 127480.6985 | 120495.8002 | 114214.0324 | 108259.7491 | 154856.0076 | 146371.2066 | 157260.0164 | 154021.342 | 150584.362 | 157216.5779 | 131963.7018 | 131136.947 | 104531.1704 | 106198.9605 | 98769.075
NSW1 | Pumped Hydro | 0 | 0 | 69626.0126 | 65996.2238 | 65863.7647 | 62255.0017 | 59009.4827 | 55933.1631 | 53158.5706 | 50245.9181 | 47626.4654 | 45143.5703 | 42904.221 | 40553.4223 | 38439.5642 | 36435.6066 | 34628.2013 | 32730.8602 | 31024.5232 | 29407.134 | 27948.4015 | 26417.2682 | 25040.0654 | 23734.8411 | 22557.4624 | 21321.4984 | 20209.9516
NSW1 | VPP | 0 | 0 | 0 | 0 | 0 | 0 | 0 | 0 | 0 | 0 | 0 | 0 | 0 | 0 | 0 | 0 | 0 | 0 | 0 | 0 | 0 | 0 | 0 | 0 | 0 | 0 | 0
Total excluding storage |  | 0 | 333248.2757 | 499009.0482 | 582245.5748 | 976573.5719 | 1064744.9868 | 1089719.9791 | 1101335.0975 | 1046702.8169 | 1190822.0563 | 1207817.9353 | 1166325.1166 | 1218748.2122 | 1205511.0543 | 1254964.3926 | 1206266.4173 | 1272903.2309 | 1256041.2708 | 1245268.904 | 1298980.0343 | 1350310.6373 | 1295847.6447 | 1211310.6451 | 1256955.9619 | 1281853.887 | 1233923.3283 | 1125653.9786
Region | Technology | 2023-24 | 2024-25 | 2025-26 | 2026-27 | 2027-28 | 2028-29 | 2029-30 | 2030-31 | 2031-32 | 2032-33 | 2033-34 | 2034-35 | 2035-36 | 2036-37 | 2037-38 | 2038-39 | 2039-40 | 2040-41 | 2041-42 | 2042-43 | 2043-44 | 2044-45 | 2045-46 | 2046-47 | 2047-48 | 2048-49 | 2049-50
QLD1 | Black Coal | 0 | 0 | 0 | 0 | 0 | 0 | 0 | 0 | 0 | 0 | 0 | 0 | 0 | 0 | 0 | 0 | 0 | 0 | 0 | 0 | 0 | 0 | 0 | 0 | 0 | 0 | 0
QLD1 | Brown Coal | 0 | 0 | 0 | 0 | 0 | 0 | 0 | 0 | 0 | 0 | 0 | 0 | 0 | 0 | 0 | 0 | 0 | 0 | 0 | 0 | 0 | 0 | 0 | 0 | 0 | 0 | 0
QLD1 | CCGT | 0 | 0 | 0 | 0 | 0 | 0 | 0 | 0 | 0 | 0 | 0 | 0 | 0 | 0 | 0 | 0 | 0 | 0 | 0 | 0 | 0 | 0 | 0 | 0 | 0 | 0 | 0
QLD1 | Gas - Steam | 0 | 0 | 0 | 0 | 0 | 0 | 0 | 0 | 0 | 0 | 0 | 0 | 0 | 0 | 0 | 0 | 0 | 0 | 0 | 0 | 0 | 0 | 0 | 0 | 0 | 0 | 0
QLD1 | OCGT / Diesel | 0 | 0.017485 | 0.016583 | 0.016802 | 0.016081 | 6800.8931 | 6446.3442 | 6110.279 | 5807.1755 | 5488.9898 | 5202.8341 | 4931.5965 | 4686.9622 | 4430.1551 | 23861.192 | 22617.2436 | 21495.3044 | 20317.5373 | 19258.3293 | 18254.3406 | 17348.8247 | 16398.2509 | 15543.3658 | 44098.9127 | 41911.3635 | 80486.5045 | 76290.5211
QLD1 | Hydro | 0 | 0 | 0 | 0 | 0 | 0 | 0 | 0 | 0 | 0 | 0 | 0 | 0 | 0 | 0 | 0 | 0 | 0 | 0 | 0 | 0 | 0 | 0 | 0 | 0 | 0 | 0
QLD1 | Hydrogen Turbine | 0 | 0 | 0 | 0 | 0 | 0 | 0 | 0 | 0 | 0 | 0 | 0 | 0 | 0 | 0 | 0 | 0 | 0 | 0 | 0 | 0 | 0 | 0 | 0 | 0 | 0 | 0
QLD1 | Wind | 0 | 150582.89 | 142732.5987 | 196142.9926 | 313832.2225 | 618450.2919 | 590193.1349 | 706701.4039 | 673720.8466 | 740195.9549 | 795814.8755 | 756307.9266 | 718790.886 | 679407.04 | 772326.2299 | 732062.7776 | 695748.4291 | 669778.1339 | 648032.7236 | 670446.9687 | 667091.6361 | 630540.4647 | 597668.6884 | 734972.6576 | 720143.5176 | 714082.4727 | 645287.5325
QLD1 | Solar PV | 0 | 0.088629 | 0.12178 | 0.1206 | 0.11603 | 7081.7207 | 7956.9822 | 38034.6044 | 50282.6564 | 88856.2428 | 115061.617 | 140468.3227 | 133500.3197 | 126185.5943 | 172489.4311 | 178429.7924 | 311349.0548 | 341872.3775 | 337264.8082 | 449264.5019 | 427016.9806 | 403619.9389 | 388392.3684 | 417259.7904 | 408107.3357 | 420525.3189 | 444905.2127
QLD1 | Grid Battery | 0 | 0.053915 | 0.059413 | 0.08448 | 0.10052 | 74706.9087 | 70812.2365 | 83322.7499 | 81091.821 | 131470.4469 | 132815.6174 | 125891.5812 | 119646.6661 | 113091.0068 | 107195.2676 | 101606.8902 | 149190.3832 | 141015.9699 | 178518.3583 | 240702.4533 | 228762.286 | 216227.9639 | 204955.4134 | 194270.525 | 184633.6298 | 183011.885 | 173470.981
QLD1 | Pumped Hydro | 0 | 0 | 0.097621 | 0.1431 | 0.14124 | 22345.6825 | 21180.7425 | 20076.5343 | 19080.6276 | 18035.1656 | 17094.949 | 42284.4177 | 40186.8797 | 37984.9674 | 192140.3258 | 182123.5322 | 208752.9182 | 197314.9641 | 187028.4025 | 177278.1083 | 168484.1371 | 159252.583 | 150950.3158 | 182790.3171 | 173722.9099 | 164204.316 | 155643.9015
QLD1 | VPP | 0 | 0 | 0 | 0 | 0 | 0 | 0 | 0 | 0 | 0 | 0 | 0 | 0 | 0 | 0 | 0 | 0 | 0 | 0 | 0 | 0 | 0 | 0 | 0 | 0 | 0 | 0
Total excluding storage |  | 0 | 150583.0501 | 142732.8941 | 196143.3575 | 313832.5963 | 729385.4969 | 696589.4403 | 854245.5715 | 829983.1271 | 984046.8 | 1065989.893 | 1069883.8447 | 1016811.7136 | 961098.7635 | 1268012.4464 | 1216840.236 | 1386536.0897 | 1370298.9828 | 1370102.6219 | 1555946.3728 | 1508703.8644 | 1426039.2015 | 1357510.1518 | 1573392.2028 | 1528518.7565 | 1562310.497 | 1495598.1487
Region | Technology | 2023-24 | 2024-25 | 2025-26 | 2026-27 | 2027-28 | 2028-29 | 2029-30 | 2030-31 | 2031-32 | 2032-33 | 2033-34 | 2034-35 | 2035-36 | 2036-37 | 2037-38 | 2038-39 | 2039-40 | 2040-41 | 2041-42 | 2042-43 | 2043-44 | 2044-45 | 2045-46 | 2046-47 | 2047-48 | 2048-49 | 2049-50
VIC1 | Black Coal | 0 | 0 | 0 | 0 | 0 | 0 | 0 | 0 | 0 | 0 | 0 | 0 | 0 | 0 | 0 | 0 | 0 | 0 | 0 | 0 | 0 | 0 | 0 | 0 | 0 | 0 | 0
VIC1 | Brown Coal | 0 | 0 | 0 | 0 | 0 | 0 | 0 | 0 | 0 | 0 | 0 | 0 | 0 | 0 | 0 | 0 | 0 | 0 | 0 | 0 | 0 | 0 | 0 | 0 | 0 | 0 | 0
VIC1 | CCGT | 0 | 0 | 0 | 0 | 0 | 0 | 0 | 0 | 0 | 0 | 0 | 0 | 0 | 0 | 0 | 0 | 0 | 0 | 0 | 0 | 0 | 0 | 0 | 0 | 0 | 0 | 0
VIC1 | Gas - Steam | 0 | 0 | 0 | 0 | 0 | 0 | 0 | 0 | 0 | 0 | 0 | 0 | 0 | 0 | 0 | 0 | 0 | 0 | 0 | 0 | 0 | 0 | 0 | 0 | 0 | 0 | 0
VIC1 | OCGT / Diesel | 0 | 0.033954 | 0.032184 | 0.03058 | 0.029107 | 0.027643 | 0.026269 | 0.024965 | 0.023751 | 0.023086 | 0.021954 | 0.021603 | 19138.0843 | 18089.4737 | 19554.0262 | 18534.622 | 17615.2031 | 16650.0339 | 15782.0228 | 14959.2634 | 38718.3215 | 74112.9098 | 70249.2037 | 66586.923 | 63283.8446 | 59816.4071 | 56698.0076
VIC1 | Hydro | 0 | 0 | 0 | 0 | 0 | 0 | 0 | 0 | 0 | 0 | 0 | 0 | 0 | 0 | 0 | 0 | 0 | 0 | 0 | 0 | 0 | 0 | 0 | 0 | 0 | 0 | 0
VIC1 | Hydrogen Turbine | 0 | 0 | 0 | 0 | 0 | 0 | 0 | 0 | 0 | 0 | 0 | 0 | 0 | 0 | 0 | 0 | 0 | 0 | 0 | 0 | 0 | 0 | 0 | 0 | 0 | 0 | 0
VIC1 | Wind | 0 | 121865.0832 | 115511.9277 | 159762.6265 | 181999.2837 | 213500.4214 | 275035.8032 | 389957.448 | 370613.4112 | 353767.8815 | 497401.8983 | 471470.9973 | 448083.4374 | 423770.7016 | 458287.4005 | 434395.7248 | 421547.6314 | 406422.5819 | 385234.6752 | 381574.2865 | 363958.228 | 344115.0436 | 350530.8146 | 384891.1509 | 365798.5499 | 348781.3573 | 328108.1733
VIC1 | Solar PV | 0 | 0.080244 | 0.077721 | 0.15218 | 0.14535 | 0.138 | 0.13264 | 0.16787 | 0.18002 | 34044.7378 | 32269.8938 | 43561.5077 | 41400.6169 | 40055.2007 | 54182.3992 | 51357.735 | 68871.7712 | 65098.1734 | 105073.6364 | 109157.6497 | 157716.8669 | 150651.4648 | 151816.9856 | 149017.2719 | 143952.64 | 147001.9188 | 145052.4021
VIC1 | Grid Battery | 0 | 0.083055 | 0.079365 | 0.32877 | 0.31378 | 0.29665 | 0.28198 | 9356.3908 | 8892.2633 | 16520.4499 | 15659.1949 | 14842.8391 | 30633.7029 | 28955.2271 | 33431.8182 | 31688.9283 | 32297.2011 | 47848.3137 | 77656.1229 | 73607.7022 | 76301.8704 | 87942.6274 | 83357.9408 | 79012.2076 | 75092.7678 | 70978.3001 | 72618.1933
VIC1 | Pumped Hydro | 0 | 0 | 0.093786 | 0.20294 | 0.19398 | 0.18424 | 0.17572 | 0.25787 | 0.24525 | 0.23262 | 0.22124 | 0.2105 | 0.25071 | 0.23894 | 0.48095 | 0.45658 | 0.43528 | 0.42237 | 0.41651 | 0.39635 | 0.39916 | 1076.3649 | 1020.2614 | 967.0742 | 919.1028 | 4113.0967 | 3898.6705
VIC1 | VPP | 0 | 0 | 0 | 0 | 0 | 0 | 0 | 0 | 0 | 0 | 0 | 0 | 0 | 0 | 0 | 0 | 0 | 0 | 0 | 0 | 0 | 0 | 0 | 0 | 0 | 0 | 0
Total excluding storage |  | 0 | 121865.2805 | 115512.2107 | 159763.341 | 181999.9659 | 213501.0679 | 275036.4198 | 399314.2895 | 379506.1235 | 404333.325 | 545331.2302 | 529875.5761 | 539256.0922 | 510870.842 | 565456.1251 | 535977.4666 | 540332.2421 | 536019.5253 | 583746.8739 | 579299.2982 | 636695.686 | 657898.4106 | 656975.206 | 680474.6276 | 649046.9051 | 630691.0801 | 606375.4468
Region | Technology | 2023-24 | 2024-25 | 2025-26 | 2026-27 | 2027-28 | 2028-29 | 2029-30 | 2030-31 | 2031-32 | 2032-33 | 2033-34 | 2034-35 | 2035-36 | 2036-37 | 2037-38 | 2038-39 | 2039-40 | 2040-41 | 2041-42 | 2042-43 | 2043-44 | 2044-45 | 2045-46 | 2046-47 | 2047-48 | 2048-49 | 2049-50
SA1 | Black Coal | 0 | 0 | 0 | 0 | 0 | 0 | 0 | 0 | 0 | 0 | 0 | 0 | 0 | 0 | 0 | 0 | 0 | 0 | 0 | 0 | 0 | 0 | 0 | 0 | 0 | 0 | 0
SA1 | Brown Coal | 0 | 0 | 0 | 0 | 0 | 0 | 0 | 0 | 0 | 0 | 0 | 0 | 0 | 0 | 0 | 0 | 0 | 0 | 0 | 0 | 0 | 0 | 0 | 0 | 0 | 0 | 0
SA1 | CCGT | 0 | 0 | 0 | 0 | 0 | 0 | 0 | 0 | 0 | 0 | 0 | 0 | 0 | 0 | 0 | 0 | 0 | 0 | 0 | 0 | 0 | 0 | 0 | 0 | 0 | 0 | 0
SA1 | Gas - Steam | 0 | 0 | 0 | 0 | 0 | 0 | 0 | 0 | 0 | 0 | 0 | 0 | 0 | 0 | 0 | 0 | 0 | 0 | 0 | 0 | 0 | 0 | 0 | 0 | 0 | 0 | 0
SA1 | OCGT / Diesel | 0 | 0.017738 | 0.016833 | 0.019045 | 0.018152 | 0.017243 | 0.016434 | 0.018423 | 0.017598 | 0.01943 | 0.018521 | 0.018735 | 0.059916 | 0.056692 | 0.074485 | 0.070634 | 0.067287 | 0.063654 | 0.060371 | 0.057289 | 455.5102 | 430.5522 | 408.1063 | 386.8307 | 367.6418 | 347.4981 | 329.3775
SA1 | Hydro | 0 | 0 | 0 | 0 | 0 | 0 | 0 | 0 | 0 | 0 | 0 | 0 | 0 | 0 | 0 | 0 | 0 | 0 | 0 | 0 | 0 | 0 | 0 | 0 | 0 | 0 | 0
SA1 | Hydrogen Turbine | 0 | 0 | 0 | 0 | 0 | 0 | 0 | 0 | 0 | 0 | 0 | 0 | 0 | 0 | 0 | 0 | 0 | 0 | 0 | 0 | 0 | 0 | 0 | 0 | 0 | 0 | 0
SA1 | Wind | 0 | 58374.9595 | 55331.7153 | 90027.4572 | 85561.6227 | 166602.2449 | 180597.7915 | 186183.1953 | 176947.4853 | 182411.1059 | 180818.5787 | 171392.0205 | 162890.9641 | 164835.7673 | 200178.6917 | 198813.7088 | 210965.8363 | 202420.0376 | 191867.3348 | 211502.5706 | 202419.0082 | 202432.7034 | 191879.3443 | 239618.1078 | 250087.5648 | 249084.3045 | 236948.7632
SA1 | Solar PV | 0 | 0.12294 | 0.15609 | 0.15279 | 0.1456 | 0.14078 | 0.13729 | 0.20979 | 0.19955 | 15450.9501 | 14645.4505 | 37819.6704 | 35943.6063 | 33974.1917 | 60765.9483 | 57598.0567 | 58502.7881 | 102377.1464 | 119552.3131 | 124450.5033 | 174221.937 | 164922.5475 | 156324.6897 | 152682.7094 | 145779.5418 | 144892.7297 | 137941.2637
SA1 | Grid Battery | 0 | 0.058289 | 0.070899 | 0.13877 | 0.13435 | 0.12705 | 0.12213 | 0.74192 | 0.70926 | 31642.6394 | 29993.0238 | 28429.4069 | 38328.745 | 36228.6442 | 45583.3055 | 43206.9256 | 41063.6267 | 60178.3624 | 79649.1038 | 75551.5174 | 93596.4844 | 95706.9781 | 90717.5101 | 85988.1372 | 81722.652 | 77244.9194 | 73217.9793
SA1 | Pumped Hydro | 0 | 0 | 0.11481 | 0.15562 | 0.15047 | 0.1438 | 0.13992 | 0.16757 | 0.15963 | 0.15655 | 0.15079 | 0.14508 | 0.16375 | 0.15624 | 0.18928 | 0.18014 | 0.1729 | 0.1743 | 0.18669 | 0.19171 | 0.18617 | 0.21127 | 0.20082 | 0.19085 | 0.18184 | 0.17251 | 0.17701
SA1 | VPP | 0 | 0 | 0 | 0 | 0 | 0 | 0 | 0 | 0 | 0 | 0 | 0 | 0 | 0 | 0 | 0 | 0 | 0 | 0 | 0 | 0 | 0 | 0 | 0 | 0 | 0 | 0
Total excluding storage |  | 0 | 58375.1585 | 55332.074 | 90027.9234 | 85562.0712 | 166602.6738 | 180598.2073 | 186184.333 | 176948.5714 | 229504.8713 | 225457.2223 | 237641.2615 | 237163.5391 | 235038.816 | 306528.2092 | 299618.9419 | 310532.4913 | 364975.7844 | 391068.9987 | 411504.8403 | 470693.126 | 463492.9924 | 439329.8512 | 478675.9759 | 477957.5822 | 471569.6242 | 448437.5607
Region | Technology | 2023-24 | 2024-25 | 2025-26 | 2026-27 | 2027-28 | 2028-29 | 2029-30 | 2030-31 | 2031-32 | 2032-33 | 2033-34 | 2034-35 | 2035-36 | 2036-37 | 2037-38 | 2038-39 | 2039-40 | 2040-41 | 2041-42 | 2042-43 | 2043-44 | 2044-45 | 2045-46 | 2046-47 | 2047-48 | 2048-49 | 2049-50
TAS1 | Black Coal | 0 | 0 | 0 | 0 | 0 | 0 | 0 | 0 | 0 | 0 | 0 | 0 | 0 | 0 | 0 | 0 | 0 | 0 | 0 | 0 | 0 | 0 | 0 | 0 | 0 | 0 | 0
TAS1 | Brown Coal | 0 | 0 | 0 | 0 | 0 | 0 | 0 | 0 | 0 | 0 | 0 | 0 | 0 | 0 | 0 | 0 | 0 | 0 | 0 | 0 | 0 | 0 | 0 | 0 | 0 | 0 | 0
TAS1 | CCGT | 0 | 0 | 0 | 0 | 0 | 0 | 0 | 0 | 0 | 0 | 0 | 0 | 0 | 0 | 0 | 0 | 0 | 0 | 0 | 0 | 0 | 0 | 0 | 0 | 0 | 0 | 0
TAS1 | Gas - Steam | 0 | 0 | 0 | 0 | 0 | 0 | 0 | 0 | 0 | 0 | 0 | 0 | 0 | 0 | 0 | 0 | 0 | 0 | 0 | 0 | 0 | 0 | 0 | 0 | 0 | 0 | 0
TAS1 | OCGT / Diesel | 0 | 0.016223 | 0.015385 | 0.01465 | 0.01436 | 0.014302 | 0.014488 | 0.016966 | 0.01623 | 0.018076 | 0.017221 | 0.016426 | 0.037983 | 0.035961 | 0.038511 | 0.036555 | 0.034822 | 0.032955 | 0.031453 | 0.029896 | 0.029545 | 0.053131 | 0.050407 | 0.047829 | 0.045511 | 0.043077 | 0.036633
TAS1 | Hydro | 0 | 0 | 0 | 0 | 0 | 0 | 0 | 0 | 0 | 0 | 0 | 0 | 0 | 0 | 0 | 0 | 0 | 0 | 0 | 0 | 0 | 0 | 0 | 0 | 0 | 0 | 0
TAS1 | Hydrogen Turbine | 0 | 0 | 0 | 0 | 0 | 0 | 0 | 0 | 0 | 0 | 0 | 0 | 0 | 0 | 0 | 0 | 0 | 0 | 0 | 0 | 0 | 0 | 0 | 0 | 0 | 0 | 0
TAS1 | Wind | 0 | 84243.1078 | 79851.2876 | 77048.4369 | 90422.1181 | 93760.7707 | 138167.4242 | 131735.6474 | 236184.7611 | 223315.5663 | 211673.5249 | 200638.4135 | 190685.6424 | 180237.6287 | 171010.4323 | 162095.1984 | 154054.3846 | 145790.9171 | 138190.4432 | 130986.2034 | 124488.5661 | 117667.6108 | 111533.2836 | 105718.7577 | 100474.526 | 94969.3445 | 67946.3889
TAS1 | Solar PV | 0 | 0.03543 | 0.033684 | 0.035091 | 0.033665 | 0.031956 | 0.031386 | 0.036636 | 0.035091 | 0.043363 | 0.041244 | 0.050631 | 0.048193 | 0.045881 | 0.047885 | 0.045969 | 0.049979 | 3835.946 | 3635.9683 | 3446.4162 | 3275.4572 | 3095.9984 | 2934.5958 | 2781.6099 | 2643.6268 | 2498.8068 | 2368.528
TAS1 | Grid Battery | 0 | 0.042922 | 0.04988 | 0.054066 | 0.062259 | 0.058984 | 0.067766 | 0.11394 | 0.12663 | 0.15936 | 0.15157 | 0.14395 | 0.13751 | 0.13067 | 0.13933 | 0.13278 | 0.12678 | 0.12035 | 0.1165 | 0.11098 | 0.11677 | 0.12671 | 0.11732 | 0.10939 | 0.10793 | 0.11282 | 0.11089
TAS1 | Pumped Hydro | 0 | 0 | 0.11354 | 0.12016 | 0.13793 | 0.14388 | 0.21099 | 2812.7205 | 2673.2043 | 34550.0727 | 32748.886 | 31041.5995 | 37408.9149 | 35359.2128 | 39999.9983 | 37914.6913 | 36033.9146 | 34059.5509 | 32283.9362 | 30600.8883 | 29082.9171 | 29817.327 | 28262.8696 | 26789.4504 | 25460.5467 | 24065.5193 | 22810.9197
TAS1 | VPP | 0 | 0 | 0 | 0 | 0 | 0 | 0 | 0 | 0 | 0 | 0 | 0 | 0 | 0 | 0 | 0 | 0 | 0 | 0 | 0 | 0 | 0 | 0 | 0 | 0 | 0 | 0
Total excluding storage |  | 0 | 84243.2024 | 79851.5 | 77048.6608 | 90422.3663 | 93761.0198 | 138167.7488 | 134548.5354 | 238858.1433 | 257865.8598 | 244422.6209 | 231680.2239 | 228094.781 | 215597.054 | 211010.6564 | 200010.105 | 190088.5108 | 183686.5673 | 174110.4956 | 165033.6488 | 156847.0868 | 150581.1162 | 142730.9167 | 135289.9753 | 128578.8529 | 121533.8265 | 93125.9842

## Option 5_Rehab Cost
Rehabilition cost by technology ($000s) - Option 5, Step Change Scenario
Rehab | Real June 2021 dollars discounted to 1 July 2021
Explicitly modelled generation
Region | Technology | 2023-24 | 2024-25 | 2025-26 | 2026-27 | 2027-28 | 2028-29 | 2029-30 | 2030-31 | 2031-32 | 2032-33 | 2033-34 | 2034-35 | 2035-36 | 2036-37 | 2037-38 | 2038-39 | 2039-40 | 2040-41 | 2041-42 | 2042-43 | 2043-44 | 2044-45 | 2045-46 | 2046-47 | 2047-48 | 2048-49 | 2049-50
NEM | Black Coal | 0 | 0 | 0 | 0 | 0 | 0 | 0 | 0 | 0 | 0 | 0 | 0 | 0 | 0 | 0 | 0 | 0 | 0 | 0 | 0 | 0 | 0 | 0 | 0 | 0 | 0 | 0
NEM | Brown Coal | 0 | 0 | 0 | 0 | 0 | 0 | 0 | 0 | 0 | 0 | 0 | 0 | 0 | 0 | 0 | 0 | 0 | 0 | 0 | 0 | 0 | 0 | 0 | 0 | 0 | 0 | 0
NEM | CCGT | 0 | 0 | 0 | 0 | 0 | 0 | 0 | 0 | 0 | 0 | 0 | 0 | 0 | 0 | 0 | 0 | 0 | 0 | 0 | 0 | 0 | 0 | 0 | 0 | 0 | 0 | 0
NEM | Gas - Steam | 0 | 0 | 0 | 0 | 0 | 0 | 0 | 0 | 0 | 0 | 0 | 0 | 0 | 0 | 0 | 0 | 0 | 0 | 0 | 0 | 0 | 0 | 0 | 0 | 0 | 0 | 0
NEM | OCGT / Diesel | 0 | 0 | 0 | 0 | 0 | 0 | 0 | 0 | 0 | 0 | 0 | 0 | 0 | 0 | 0 | 0 | 0 | 0 | 0 | 0 | 0 | 0 | 0 | 0 | 0 | 0 | 0
NEM | Hydro | 0 | 0 | 0 | 0 | 0 | 0 | 0 | 0 | 0 | 0 | 0 | 0 | 0 | 0 | 0 | 0 | 0 | 0 | 0 | 0 | 0 | 0 | 0 | 0 | 0 | 0 | 0
NEM | Hydrogen Turbine | 0 | 0 | 0 | 0 | 0 | 0 | 0 | 0 | 0 | 0 | 0 | 0 | 0 | 0 | 0 | 0 | 0 | 0 | 0 | 0 | 0 | 0 | 0 | 0 | 0 | 0 | 0
NEM | Wind | 0 | 0 | 0 | 0 | 0 | 0 | 0 | 0 | 0 | 0 | 0 | 0 | 0 | 0 | 0 | 0 | 0 | 0 | 0 | 0 | 0 | 0 | 0 | 0 | 0 | 0 | 0
NEM | Solar PV | 0 | 0 | 0 | 0 | 0 | 0 | 0 | 0 | 0 | 0 | 0 | 0 | 0 | 0 | 0 | 0 | 0 | 0 | 0 | 0 | 0 | 0 | 0 | 0 | 0 | 0 | 0
NEM | Grid Battery | 0 | 0 | 0 | 0 | 0 | 0 | 0 | 0 | 0 | 0 | 0 | 0 | 0 | 0 | 0 | 0 | 0 | 0 | 0 | 0 | 0 | 0 | 0 | 0 | 0 | 0 | 0
NEM | Pumped Hydro | 0 | 0 | 0 | 0 | 0 | 0 | 0 | 0 | 0 | 0 | 0 | 0 | 0 | 0 | 0 | 0 | 0 | 0 | 0 | 0 | 0 | 0 | 0 | 0 | 0 | 0 | 0
NEM | VPP | 0 | 0 | 0 | 0 | 0 | 0 | 0 | 0 | 0 | 0 | 0 | 0 | 0 | 0 | 0 | 0 | 0 | 0 | 0 | 0 | 0 | 0 | 0 | 0 | 0 | 0 | 0
Total excluding storage |  | 0 | 0 | 0 | 0 | 0 | 0 | 0 | 0 | 0 | 0 | 0 | 0 | 0 | 0 | 0 | 0 | 0 | 0 | 0 | 0 | 0 | 0 | 0 | 0 | 0 | 0 | 0
Region | Technology | 2023-24 | 2024-25 | 2025-26 | 2026-27 | 2027-28 | 2028-29 | 2029-30 | 2030-31 | 2031-32 | 2032-33 | 2033-34 | 2034-35 | 2035-36 | 2036-37 | 2037-38 | 2038-39 | 2039-40 | 2040-41 | 2041-42 | 2042-43 | 2043-44 | 2044-45 | 2045-46 | 2046-47 | 2047-48 | 2048-49 | 2049-50
NSW1 | Black Coal | 0 | 0 | 0 | 0 | 0 | 0 | 0 | 0 | 0 | 0 | 0 | 0 | 0 | 0 | 0 | 0 | 0 | 0 | 0 | 0 | 0 | 0 | 0 | 0 | 0 | 0 | 0
NSW1 | Brown Coal | 0 | 0 | 0 | 0 | 0 | 0 | 0 | 0 | 0 | 0 | 0 | 0 | 0 | 0 | 0 | 0 | 0 | 0 | 0 | 0 | 0 | 0 | 0 | 0 | 0 | 0 | 0
NSW1 | CCGT | 0 | 0 | 0 | 0 | 0 | 0 | 0 | 0 | 0 | 0 | 0 | 0 | 0 | 0 | 0 | 0 | 0 | 0 | 0 | 0 | 0 | 0 | 0 | 0 | 0 | 0 | 0
NSW1 | Gas - Steam | 0 | 0 | 0 | 0 | 0 | 0 | 0 | 0 | 0 | 0 | 0 | 0 | 0 | 0 | 0 | 0 | 0 | 0 | 0 | 0 | 0 | 0 | 0 | 0 | 0 | 0 | 0
NSW1 | OCGT / Diesel | 0 | 0 | 0 | 0 | 0 | 0 | 0 | 0 | 0 | 0 | 0 | 0 | 0 | 0 | 0 | 0 | 0 | 0 | 0 | 0 | 0 | 0 | 0 | 0 | 0 | 0 | 0
NSW1 | Hydro | 0 | 0 | 0 | 0 | 0 | 0 | 0 | 0 | 0 | 0 | 0 | 0 | 0 | 0 | 0 | 0 | 0 | 0 | 0 | 0 | 0 | 0 | 0 | 0 | 0 | 0 | 0
NSW1 | Hydrogen Turbine | 0 | 0 | 0 | 0 | 0 | 0 | 0 | 0 | 0 | 0 | 0 | 0 | 0 | 0 | 0 | 0 | 0 | 0 | 0 | 0 | 0 | 0 | 0 | 0 | 0 | 0 | 0
NSW1 | Wind | 0 | 0 | 0 | 0 | 0 | 0 | 0 | 0 | 0 | 0 | 0 | 0 | 0 | 0 | 0 | 0 | 0 | 0 | 0 | 0 | 0 | 0 | 0 | 0 | 0 | 0 | 0
NSW1 | Solar PV | 0 | 0 | 0 | 0 | 0 | 0 | 0 | 0 | 0 | 0 | 0 | 0 | 0 | 0 | 0 | 0 | 0 | 0 | 0 | 0 | 0 | 0 | 0 | 0 | 0 | 0 | 0
NSW1 | Grid Battery | 0 | 0 | 0 | 0 | 0 | 0 | 0 | 0 | 0 | 0 | 0 | 0 | 0 | 0 | 0 | 0 | 0 | 0 | 0 | 0 | 0 | 0 | 0 | 0 | 0 | 0 | 0
NSW1 | Pumped Hydro | 0 | 0 | 0 | 0 | 0 | 0 | 0 | 0 | 0 | 0 | 0 | 0 | 0 | 0 | 0 | 0 | 0 | 0 | 0 | 0 | 0 | 0 | 0 | 0 | 0 | 0 | 0
NSW1 | VPP | 0 | 0 | 0 | 0 | 0 | 0 | 0 | 0 | 0 | 0 | 0 | 0 | 0 | 0 | 0 | 0 | 0 | 0 | 0 | 0 | 0 | 0 | 0 | 0 | 0 | 0 | 0
Total excluding storage |  | 0 | 0 | 0 | 0 | 0 | 0 | 0 | 0 | 0 | 0 | 0 | 0 | 0 | 0 | 0 | 0 | 0 | 0 | 0 | 0 | 0 | 0 | 0 | 0 | 0 | 0 | 0
Region | Technology | 2023-24 | 2024-25 | 2025-26 | 2026-27 | 2027-28 | 2028-29 | 2029-30 | 2030-31 | 2031-32 | 2032-33 | 2033-34 | 2034-35 | 2035-36 | 2036-37 | 2037-38 | 2038-39 | 2039-40 | 2040-41 | 2041-42 | 2042-43 | 2043-44 | 2044-45 | 2045-46 | 2046-47 | 2047-48 | 2048-49 | 2049-50
QLD1 | Black Coal | 0 | 0 | 0 | 0 | 0 | 0 | 0 | 0 | 0 | 0 | 0 | 0 | 0 | 0 | 0 | 0 | 0 | 0 | 0 | 0 | 0 | 0 | 0 | 0 | 0 | 0 | 0
QLD1 | Brown Coal | 0 | 0 | 0 | 0 | 0 | 0 | 0 | 0 | 0 | 0 | 0 | 0 | 0 | 0 | 0 | 0 | 0 | 0 | 0 | 0 | 0 | 0 | 0 | 0 | 0 | 0 | 0
QLD1 | CCGT | 0 | 0 | 0 | 0 | 0 | 0 | 0 | 0 | 0 | 0 | 0 | 0 | 0 | 0 | 0 | 0 | 0 | 0 | 0 | 0 | 0 | 0 | 0 | 0 | 0 | 0 | 0
QLD1 | Gas - Steam | 0 | 0 | 0 | 0 | 0 | 0 | 0 | 0 | 0 | 0 | 0 | 0 | 0 | 0 | 0 | 0 | 0 | 0 | 0 | 0 | 0 | 0 | 0 | 0 | 0 | 0 | 0
QLD1 | OCGT / Diesel | 0 | 0 | 0 | 0 | 0 | 0 | 0 | 0 | 0 | 0 | 0 | 0 | 0 | 0 | 0 | 0 | 0 | 0 | 0 | 0 | 0 | 0 | 0 | 0 | 0 | 0 | 0
QLD1 | Hydro | 0 | 0 | 0 | 0 | 0 | 0 | 0 | 0 | 0 | 0 | 0 | 0 | 0 | 0 | 0 | 0 | 0 | 0 | 0 | 0 | 0 | 0 | 0 | 0 | 0 | 0 | 0
QLD1 | Hydrogen Turbine | 0 | 0 | 0 | 0 | 0 | 0 | 0 | 0 | 0 | 0 | 0 | 0 | 0 | 0 | 0 | 0 | 0 | 0 | 0 | 0 | 0 | 0 | 0 | 0 | 0 | 0 | 0
QLD1 | Wind | 0 | 0 | 0 | 0 | 0 | 0 | 0 | 0 | 0 | 0 | 0 | 0 | 0 | 0 | 0 | 0 | 0 | 0 | 0 | 0 | 0 | 0 | 0 | 0 | 0 | 0 | 0
QLD1 | Solar PV | 0 | 0 | 0 | 0 | 0 | 0 | 0 | 0 | 0 | 0 | 0 | 0 | 0 | 0 | 0 | 0 | 0 | 0 | 0 | 0 | 0 | 0 | 0 | 0 | 0 | 0 | 0
QLD1 | Grid Battery | 0 | 0 | 0 | 0 | 0 | 0 | 0 | 0 | 0 | 0 | 0 | 0 | 0 | 0 | 0 | 0 | 0 | 0 | 0 | 0 | 0 | 0 | 0 | 0 | 0 | 0 | 0
QLD1 | Pumped Hydro | 0 | 0 | 0 | 0 | 0 | 0 | 0 | 0 | 0 | 0 | 0 | 0 | 0 | 0 | 0 | 0 | 0 | 0 | 0 | 0 | 0 | 0 | 0 | 0 | 0 | 0 | 0
QLD1 | VPP | 0 | 0 | 0 | 0 | 0 | 0 | 0 | 0 | 0 | 0 | 0 | 0 | 0 | 0 | 0 | 0 | 0 | 0 | 0 | 0 | 0 | 0 | 0 | 0 | 0 | 0 | 0
Total excluding storage |  | 0 | 0 | 0 | 0 | 0 | 0 | 0 | 0 | 0 | 0 | 0 | 0 | 0 | 0 | 0 | 0 | 0 | 0 | 0 | 0 | 0 | 0 | 0 | 0 | 0 | 0 | 0
Region | Technology | 2023-24 | 2024-25 | 2025-26 | 2026-27 | 2027-28 | 2028-29 | 2029-30 | 2030-31 | 2031-32 | 2032-33 | 2033-34 | 2034-35 | 2035-36 | 2036-37 | 2037-38 | 2038-39 | 2039-40 | 2040-41 | 2041-42 | 2042-43 | 2043-44 | 2044-45 | 2045-46 | 2046-47 | 2047-48 | 2048-49 | 2049-50
VIC1 | Black Coal | 0 | 0 | 0 | 0 | 0 | 0 | 0 | 0 | 0 | 0 | 0 | 0 | 0 | 0 | 0 | 0 | 0 | 0 | 0 | 0 | 0 | 0 | 0 | 0 | 0 | 0 | 0
VIC1 | Brown Coal | 0 | 0 | 0 | 0 | 0 | 0 | 0 | 0 | 0 | 0 | 0 | 0 | 0 | 0 | 0 | 0 | 0 | 0 | 0 | 0 | 0 | 0 | 0 | 0 | 0 | 0 | 0
VIC1 | CCGT | 0 | 0 | 0 | 0 | 0 | 0 | 0 | 0 | 0 | 0 | 0 | 0 | 0 | 0 | 0 | 0 | 0 | 0 | 0 | 0 | 0 | 0 | 0 | 0 | 0 | 0 | 0
VIC1 | Gas - Steam | 0 | 0 | 0 | 0 | 0 | 0 | 0 | 0 | 0 | 0 | 0 | 0 | 0 | 0 | 0 | 0 | 0 | 0 | 0 | 0 | 0 | 0 | 0 | 0 | 0 | 0 | 0
VIC1 | OCGT / Diesel | 0 | 0 | 0 | 0 | 0 | 0 | 0 | 0 | 0 | 0 | 0 | 0 | 0 | 0 | 0 | 0 | 0 | 0 | 0 | 0 | 0 | 0 | 0 | 0 | 0 | 0 | 0
VIC1 | Hydro | 0 | 0 | 0 | 0 | 0 | 0 | 0 | 0 | 0 | 0 | 0 | 0 | 0 | 0 | 0 | 0 | 0 | 0 | 0 | 0 | 0 | 0 | 0 | 0 | 0 | 0 | 0
VIC1 | Hydrogen Turbine | 0 | 0 | 0 | 0 | 0 | 0 | 0 | 0 | 0 | 0 | 0 | 0 | 0 | 0 | 0 | 0 | 0 | 0 | 0 | 0 | 0 | 0 | 0 | 0 | 0 | 0 | 0
VIC1 | Wind | 0 | 0 | 0 | 0 | 0 | 0 | 0 | 0 | 0 | 0 | 0 | 0 | 0 | 0 | 0 | 0 | 0 | 0 | 0 | 0 | 0 | 0 | 0 | 0 | 0 | 0 | 0
VIC1 | Solar PV | 0 | 0 | 0 | 0 | 0 | 0 | 0 | 0 | 0 | 0 | 0 | 0 | 0 | 0 | 0 | 0 | 0 | 0 | 0 | 0 | 0 | 0 | 0 | 0 | 0 | 0 | 0
VIC1 | Grid Battery | 0 | 0 | 0 | 0 | 0 | 0 | 0 | 0 | 0 | 0 | 0 | 0 | 0 | 0 | 0 | 0 | 0 | 0 | 0 | 0 | 0 | 0 | 0 | 0 | 0 | 0 | 0
VIC1 | Pumped Hydro | 0 | 0 | 0 | 0 | 0 | 0 | 0 | 0 | 0 | 0 | 0 | 0 | 0 | 0 | 0 | 0 | 0 | 0 | 0 | 0 | 0 | 0 | 0 | 0 | 0 | 0 | 0
VIC1 | VPP | 0 | 0 | 0 | 0 | 0 | 0 | 0 | 0 | 0 | 0 | 0 | 0 | 0 | 0 | 0 | 0 | 0 | 0 | 0 | 0 | 0 | 0 | 0 | 0 | 0 | 0 | 0
Total excluding storage |  | 0 | 0 | 0 | 0 | 0 | 0 | 0 | 0 | 0 | 0 | 0 | 0 | 0 | 0 | 0 | 0 | 0 | 0 | 0 | 0 | 0 | 0 | 0 | 0 | 0 | 0 | 0
Region | Technology | 2023-24 | 2024-25 | 2025-26 | 2026-27 | 2027-28 | 2028-29 | 2029-30 | 2030-31 | 2031-32 | 2032-33 | 2033-34 | 2034-35 | 2035-36 | 2036-37 | 2037-38 | 2038-39 | 2039-40 | 2040-41 | 2041-42 | 2042-43 | 2043-44 | 2044-45 | 2045-46 | 2046-47 | 2047-48 | 2048-49 | 2049-50
SA1 | Black Coal | 0 | 0 | 0 | 0 | 0 | 0 | 0 | 0 | 0 | 0 | 0 | 0 | 0 | 0 | 0 | 0 | 0 | 0 | 0 | 0 | 0 | 0 | 0 | 0 | 0 | 0 | 0
SA1 | Brown Coal | 0 | 0 | 0 | 0 | 0 | 0 | 0 | 0 | 0 | 0 | 0 | 0 | 0 | 0 | 0 | 0 | 0 | 0 | 0 | 0 | 0 | 0 | 0 | 0 | 0 | 0 | 0
SA1 | CCGT | 0 | 0 | 0 | 0 | 0 | 0 | 0 | 0 | 0 | 0 | 0 | 0 | 0 | 0 | 0 | 0 | 0 | 0 | 0 | 0 | 0 | 0 | 0 | 0 | 0 | 0 | 0
SA1 | Gas - Steam | 0 | 0 | 0 | 0 | 0 | 0 | 0 | 0 | 0 | 0 | 0 | 0 | 0 | 0 | 0 | 0 | 0 | 0 | 0 | 0 | 0 | 0 | 0 | 0 | 0 | 0 | 0
SA1 | OCGT / Diesel | 0 | 0 | 0 | 0 | 0 | 0 | 0 | 0 | 0 | 0 | 0 | 0 | 0 | 0 | 0 | 0 | 0 | 0 | 0 | 0 | 0 | 0 | 0 | 0 | 0 | 0 | 0
SA1 | Hydro | 0 | 0 | 0 | 0 | 0 | 0 | 0 | 0 | 0 | 0 | 0 | 0 | 0 | 0 | 0 | 0 | 0 | 0 | 0 | 0 | 0 | 0 | 0 | 0 | 0 | 0 | 0
SA1 | Hydrogen Turbine | 0 | 0 | 0 | 0 | 0 | 0 | 0 | 0 | 0 | 0 | 0 | 0 | 0 | 0 | 0 | 0 | 0 | 0 | 0 | 0 | 0 | 0 | 0 | 0 | 0 | 0 | 0
SA1 | Wind | 0 | 0 | 0 | 0 | 0 | 0 | 0 | 0 | 0 | 0 | 0 | 0 | 0 | 0 | 0 | 0 | 0 | 0 | 0 | 0 | 0 | 0 | 0 | 0 | 0 | 0 | 0
SA1 | Solar PV | 0 | 0 | 0 | 0 | 0 | 0 | 0 | 0 | 0 | 0 | 0 | 0 | 0 | 0 | 0 | 0 | 0 | 0 | 0 | 0 | 0 | 0 | 0 | 0 | 0 | 0 | 0
SA1 | Grid Battery | 0 | 0 | 0 | 0 | 0 | 0 | 0 | 0 | 0 | 0 | 0 | 0 | 0 | 0 | 0 | 0 | 0 | 0 | 0 | 0 | 0 | 0 | 0 | 0 | 0 | 0 | 0
SA1 | Pumped Hydro | 0 | 0 | 0 | 0 | 0 | 0 | 0 | 0 | 0 | 0 | 0 | 0 | 0 | 0 | 0 | 0 | 0 | 0 | 0 | 0 | 0 | 0 | 0 | 0 | 0 | 0 | 0
SA1 | VPP | 0 | 0 | 0 | 0 | 0 | 0 | 0 | 0 | 0 | 0 | 0 | 0 | 0 | 0 | 0 | 0 | 0 | 0 | 0 | 0 | 0 | 0 | 0 | 0 | 0 | 0 | 0
Total excluding storage |  | 0 | 0 | 0 | 0 | 0 | 0 | 0 | 0 | 0 | 0 | 0 | 0 | 0 | 0 | 0 | 0 | 0 | 0 | 0 | 0 | 0 | 0 | 0 | 0 | 0 | 0 | 0
Region | Technology | 2023-24 | 2024-25 | 2025-26 | 2026-27 | 2027-28 | 2028-29 | 2029-30 | 2030-31 | 2031-32 | 2032-33 | 2033-34 | 2034-35 | 2035-36 | 2036-37 | 2037-38 | 2038-39 | 2039-40 | 2040-41 | 2041-42 | 2042-43 | 2043-44 | 2044-45 | 2045-46 | 2046-47 | 2047-48 | 2048-49 | 2049-50
TAS1 | Black Coal | 0 | 0 | 0 | 0 | 0 | 0 | 0 | 0 | 0 | 0 | 0 | 0 | 0 | 0 | 0 | 0 | 0 | 0 | 0 | 0 | 0 | 0 | 0 | 0 | 0 | 0 | 0
TAS1 | Brown Coal | 0 | 0 | 0 | 0 | 0 | 0 | 0 | 0 | 0 | 0 | 0 | 0 | 0 | 0 | 0 | 0 | 0 | 0 | 0 | 0 | 0 | 0 | 0 | 0 | 0 | 0 | 0
TAS1 | CCGT | 0 | 0 | 0 | 0 | 0 | 0 | 0 | 0 | 0 | 0 | 0 | 0 | 0 | 0 | 0 | 0 | 0 | 0 | 0 | 0 | 0 | 0 | 0 | 0 | 0 | 0 | 0
TAS1 | Gas - Steam | 0 | 0 | 0 | 0 | 0 | 0 | 0 | 0 | 0 | 0 | 0 | 0 | 0 | 0 | 0 | 0 | 0 | 0 | 0 | 0 | 0 | 0 | 0 | 0 | 0 | 0 | 0
TAS1 | OCGT / Diesel | 0 | 0 | 0 | 0 | 0 | 0 | 0 | 0 | 0 | 0 | 0 | 0 | 0 | 0 | 0 | 0 | 0 | 0 | 0 | 0 | 0 | 0 | 0 | 0 | 0 | 0 | 0
TAS1 | Hydro | 0 | 0 | 0 | 0 | 0 | 0 | 0 | 0 | 0 | 0 | 0 | 0 | 0 | 0 | 0 | 0 | 0 | 0 | 0 | 0 | 0 | 0 | 0 | 0 | 0 | 0 | 0
TAS1 | Hydrogen Turbine | 0 | 0 | 0 | 0 | 0 | 0 | 0 | 0 | 0 | 0 | 0 | 0 | 0 | 0 | 0 | 0 | 0 | 0 | 0 | 0 | 0 | 0 | 0 | 0 | 0 | 0 | 0
TAS1 | Wind | 0 | 0 | 0 | 0 | 0 | 0 | 0 | 0 | 0 | 0 | 0 | 0 | 0 | 0 | 0 | 0 | 0 | 0 | 0 | 0 | 0 | 0 | 0 | 0 | 0 | 0 | 0
TAS1 | Solar PV | 0 | 0 | 0 | 0 | 0 | 0 | 0 | 0 | 0 | 0 | 0 | 0 | 0 | 0 | 0 | 0 | 0 | 0 | 0 | 0 | 0 | 0 | 0 | 0 | 0 | 0 | 0
TAS1 | Grid Battery | 0 | 0 | 0 | 0 | 0 | 0 | 0 | 0 | 0 | 0 | 0 | 0 | 0 | 0 | 0 | 0 | 0 | 0 | 0 | 0 | 0 | 0 | 0 | 0 | 0 | 0 | 0
TAS1 | Pumped Hydro | 0 | 0 | 0 | 0 | 0 | 0 | 0 | 0 | 0 | 0 | 0 | 0 | 0 | 0 | 0 | 0 | 0 | 0 | 0 | 0 | 0 | 0 | 0 | 0 | 0 | 0 | 0
TAS1 | VPP | 0 | 0 | 0 | 0 | 0 | 0 | 0 | 0 | 0 | 0 | 0 | 0 | 0 | 0 | 0 | 0 | 0 | 0 | 0 | 0 | 0 | 0 | 0 | 0 | 0 | 0 | 0
Total excluding storage |  | 0 | 0 | 0 | 0 | 0 | 0 | 0 | 0 | 0 | 0 | 0 | 0 | 0 | 0 | 0 | 0 | 0 | 0 | 0 | 0 | 0 | 0 | 0 | 0 | 0 | 0 | 0

## Option 5_REZ Tx Cost
REZ transmission expansion cost by region ($000s) - Option 5, Step Change Scenario
REZ Expansion | Real June 2021 dollars discounted to 1 July 2021. As with the total capital costs, the REZ transmission expansion costs are annualised for modelling purposes.
Explicitly modelled generation
Region | Technology | 2023-24 | 2024-25 | 2025-26 | 2026-27 | 2027-28 | 2028-29 | 2029-30 | 2030-31 | 2031-32 | 2032-33 | 2033-34 | 2034-35 | 2035-36 | 2036-37 | 2037-38 | 2038-39 | 2039-40 | 2040-41 | 2041-42 | 2042-43 | 2043-44 | 2044-45 | 2045-46 | 2046-47 | 2047-48 | 2048-49 | 2049-50 | Sum | Raw | Equal
NSW1 | Transmission | 0 | 0.0012525 | 0.001581 | 0.002003 | 0.0021291 | 0.0028533 | 0.0043587 | 0.0071945 | 0.0073829 | 11128.1 | 16335.1869 | 15483.5897 | 14715.5183 | 13909.2284 | 13184.1033 | 12496.7838 | 13115.104 | 12396.5044 | 11750.2418 | 31012.6636 | 39408.5621 | 37249.295 | 35307.3922 | 66100.4576 | 73229.1231 | 73838.6233 | 69989.2177 | 560649.7241 | 560649.7241 | TRUE
QLD1 | Transmission | 69.5158 | 65.8397 | 62.4081 | 80.1956 | 89.2013 | 51675.7924 | 49050.5449 | 54635.166 | 54497.3651 | 73766.9017 | 82699.5657 | 81475.1219 | 77650.0066 | 74859.8921 | 114891.7627 | 112499.5033 | 142555.6849 | 153393.7037 | 154212.2079 | 196753.6105 | 211352.3969 | 200081.1563 | 191957.5612 | 202550.7918 | 202748.6307 | 205781.4623 | 211251.8757 | 2900707.8649 | 2900707.8649 | TRUE
VIC1 | Transmission | 0 | 0.00041627 | 0.00043466 | 0.00046696 | 0.00045657 | 0.00046298 | 0.0005121 | 0.00060237 | 0.0016043 | 0.0016408 | 27691.8519 | 26248.2009 | 24946.1455 | 23579.3007 | 22350.0482 | 21184.8799 | 20133.9932 | 19030.815 | 18038.6873 | 17098.2825 | 16250.1151 | 15359.7416 | 19957.8889 | 20674.1159 | 20033.871 | 19011.7206 | 18337.4376 | 349927.1024 | 349927.1024 | TRUE
SA1 | Transmission | 57.1305 | 1393.1694 | 1387.7014 | 2546.3924 | 2420.0776 | 2315.7543 | 2196.9416 | 2083.0314 | 2829.8988 | 4150.389 | 3934.0232 | 3728.9351 | 3543.9804 | 3349.7999 | 16556.5069 | 16823.4052 | 15988.8757 | 19097.9447 | 18612.6007 | 21393.0219 | 34357.9034 | 34084.7905 | 32429.1888 | 40336.0518 | 43774.7114 | 42929.6608 | 40733.037 | 413054.9239 | 413054.9239 | TRUE
TAS1 | Transmission | 0 | 0.00095585 | 53.5109 | 273.1855 | 3500.2861 | 3308.5012 | 3136.0202 | 2972.5311 | 2825.0776 | 2670.287 | 2531.0779 | 2399.1261 | 2280.1162 | 2155.1846 | 2042.8291 | 1936.331 | 1840.2783 | 1739.4462 | 1648.7643 | 1562.8099 | 1485.2861 | 1403.9046 | 1330.7156 | 1261.342 | 1198.7726 | 1133.0898 | 1074.0188 | 47762.4936 | 47762.4936 | TRUE
NEM | Total | 126.6463 | 1459.0116 | 1503.6224 | 2899.7759 | 6009.5676 | 57300.0513 | 54383.5117 | 59690.7363 | 60152.3505 | 91715.6793 | 133191.7057 | 129334.9736 | 123135.7671 | 117853.4057 | 169025.2502 | 164940.9032 | 193633.9361 | 205658.414 | 204262.502 | 267820.3885 | 302854.2636 | 288178.888 | 280982.7467 | 330922.7592 | 340985.1089 | 342694.5567 | 341385.5868

## Option 5_USE+DSP Cost
USE+DSP cost by region ($000s) - Option 5, Step Change Scenario
USE+DSP | Real June 2021 dollars discounted to 1 July 2021
Explicitly modelled generation
Region | Technology | 2023-24 | 2024-25 | 2025-26 | 2026-27 | 2027-28 | 2028-29 | 2029-30 | 2030-31 | 2031-32 | 2032-33 | 2033-34 | 2034-35 | 2035-36 | 2036-37 | 2037-38 | 2038-39 | 2039-40 | 2040-41 | 2041-42 | 2042-43 | 2043-44 | 2044-45 | 2045-46 | 2046-47 | 2047-48 | 2048-49 | 2049-50
NSW1 | USE+DSP | 32851.6268 | 37852.3981 | 111208.9644 | 1195.5071 | 14434.156 | 18.4322 | 0.28895 | 816.9829 | 0.29008 | 812.7455 | 870.7911 | 14.2962 | 1343.9502 | 287.1719 | 6225.7553 | 0.29674 | 487.7353 | 4547.6847 | 4118.0878 | 6887.9448 | 11970.2598 | 7792.8347 | 10396.8927 | 11850.4074 | 10650.7864 | 11625.4208 | 12904.2983
QLD1 | USE+DSP | 0.034197 | 0.033898 | 0.034577 | 517.6309 | 22.9197 | 76254.1799 | 0.035593 | 2890.4676 | 1687.7743 | 778.8658 | 1602.975 | 2637.6754 | 3177.3378 | 951.5608 | 7102.5604 | 0.036514 | 8113.1188 | 6845.7846 | 5785.8542 | 11285.09 | 24007.016 | 19757.1531 | 47681.4719 | 55629.076 | 52634.7199 | 54527.364 | 53407.4165
VIC1 | USE+DSP | 26910.4753 | 20790.7949 | 24.7076 | 32337.8535 | 432.7747 | 0.37006 | 79.7595 | 1001.5218 | 0.36917 | 839.0458 | 62.4806 | 20.17 | 2962.9688 | 492.8215 | 5413.307 | 12.6846 | 708.6124 | 2108.9179 | 3134.189 | 4125.8407 | 5439.062 | 11662.7912 | 2884.3073 | 3483.4843 | 3790.8378 | 6208.0493 | 8388.6542
SA1 | USE+DSP | 808.6736 | 0.039984 | 8.8245 | 849.1893 | 262.7824 | 0.040988 | 0.040902 | 862.0534 | 0.040997 | 1219.2316 | 0.041972 | 14.806 | 933.5816 | 149.1354 | 7953.6999 | 0.042814 | 566.1872 | 2258.2373 | 1877.7798 | 2756.9341 | 4890.3613 | 3973.026 | 3862.669 | 4115.7664 | 4795.5146 | 5777.1875 | 5938.4968
TAS1 | USE+DSP | 0.024096 | 0.023811 | 0.023966 | 0.02408 | 0.024131 | 0.024209 | 0.024475 | 44.7508 | 0.025032 | 43.8626 | 0.025444 | 13.2199 | 606.9267 | 79.3947 | 319.2769 | 0.025682 | 253.8885 | 667.4836 | 814.7734 | 1297.8739 | 1650.6634 | 1654.7236 | 1043.024 | 1526.6785 | 1458.0036 | 2696.7751 | 1953.0885
NEM | Total | 60570.8339 | 58643.2907 | 111242.5551 | 34900.2049 | 15152.657 | 76273.0474 | 80.1494 | 5615.7765 | 1688.4996 | 3693.7513 | 2536.3141 | 2700.1674 | 9024.7651 | 1960.0842 | 27014.5996 | 13.0863 | 10129.5421 | 16428.1082 | 15730.6843 | 26353.6836 | 47957.3624 | 44840.5286 | 65868.3649 | 76605.4125 | 73329.8623 | 80834.7966 | 82591.9543