## Disclaimer
Disclaimer
This workbook contains data provided by or collected from third parties,
and conclusions, opinions, assumptions or forecasts that are based on that data.
AEMO has made reasonable efforts to ensure the quality of the information in this publication but cannot
guarantee that information, forecasts and assumptions are accurate, complete or appropriate for your
circumstances.
Modelling work performed as part of preparing this publication inherently requires assumptions about future
behaviours and market interactions, which may result in forecasts that deviate from future conditions. There
will usually be differences between estimated and actual results, because events and circumstances
frequently do not occur as expected, and those differences may be material.
This publication does not include all of the information that an investor, participant or potential participant in
the National Electricity Market might require, and does not amount to a recommendation of any investment.
Anyone proposing to use the information in this publication (which includes information and forecasts from
third parties) should independently verify its accuracy, completeness and suitability for purpose, and obtain
independent and specific advice from appropriate experts.
Accordingly, to the maximum extent permitted by law, AEMO and its officers, employees and consultants
involved in the preparation of this publication:
• make no representation or warranty, express or implied, as to the currency, accuracy, reliability or
completeness of the information in this publication; and
• are not liable (whether by reason of negligence or otherwise) for any statements, opinions, information
or other matters contained in or derived from this publication, or any omissions from it, or in respect of
a person’s use of the information in this publication.

## Version History
Draft 2024 Integrated System Plan: Report Charts
Please note that the data format may need to be adjusted in order to view the data to the level of fidelity required. For example, you may need to format the cell to a more appropriate number of decimal places in some cases as desired.
Version History
Version Number | Description
v1.0 | Initial release
v1.1 | Removed empty data series in charts. Renamed the "Coordinated CER storage" to "CER storage" in Figure 9. Removed unused series in several charts. Allowed all series in Figure 2 and 14 to be displayed in the charts. Revised values in Figures 5, 6 and 7 to amend apportionment of losses. Corrected the storage depth for Snowy2.0. Included mid-merit gas in the Gas-powered generation series for Figure 9.

## Table of Figures
Table of figures
Figure | Link to figure | Chart title
1 | Figure 1 | Coal capacity, NEM (GW, 2009-10 to 2049-50)
2 | Figure 2 | Capacity, NEM (GW, 2009-10 to 2049-50, Step Change)
3 | Figure 3 | Transmission projects in the optimal development path
4 | Figure 4 | A power system with both grid and behind-the-meter energy supply
5 | Figure 5 | Electricity consumption, NEM (TWh, 2009-10 to 2049-50, Step Change)
6 | Figure 6 | Residential electricity consumption, NEM (TWh, 2024-25 to 2049-50, Step Change)
7 | Figure 7 | Business and industry electricity consumption, NEM (TWh, 2023-24 to 2049-50, Step Change)
8 | Figure 8 | Average operational demand by time of day and season, NEM (GW, 2024-25 to 2049-50, Step Change)
9 | Figure 9 | Generation mix, NEM (TWh, 2009-10 to 2049-50, Step change)
10 | Figure 10 | Connection milestones, NEM (GW, 2021-22 and 2022-23)
11 | Figure 11 | ISP consultations
12 | Figure 12 | Three scenarios of the future for ISP modelling
13 | Figure 13 | ISP modelling methodology
14 | Figure 14 | Capacity, NEM (GW, 2009-10 to 2049-50)
15 | Figure 15 | Coal capacity, NEM (GW, 2009-10 to 2049-50)
16 | Figure 16 | Share of generation from renewable sources, NEM (2017-18 to 2049-50)
17 | Figure 17 | Transmission projects in the optimal development path
18 | Figure 18 | New transmission in least cost development paths (kms, 2022-23 to 2049-50)
19 | Figure 19 | Storage installed capacity and energy storage capacity, NEM (2024-25 to 2049-50, Step Change)
20 | Figure 20 | Impact of coordinated CER on average operational demand by time of day, NEM (GW, 2030 to 2050, Step Change)
21 | Figure 21 | Storage and hydro energy balances, NEM (TWh, 2040, Step Change)
22 | Figure 22 | Gas-powered generation offtake, NEM (TJ/day 2014-15 and 2039-40, Step Change)
23 | Figure 23 | Operability through eight-day renewable drought, NEM except Queensland
24 | Figure 24 | Workforce needs for CER and utility infrastructure, NEM (2024-25 to 2049-50, Step Change)

## Figure 1
Figure 1 |  |  | Coal capacity, NEM (GW, 2009-10 to 2049-50)
| 2009-10 | 2010-11 | 2011-12 | 2012-13 | 2013-14 | 2014-15 | 2015-16 | 2016-17 | 2017-18 | 2018-19 | 2019-20 | 2020-21 | 2021-22 | 2022-23 | 2023-24 | 2024-25 | 2025-26 | 2026-27 | 2027-28 | 2028-29 | 2029-30 | 2030-31 | 2031-32 | 2032-33 | 2033-34 | 2034-35 | 2035-36 | 2036-37 | 2037-38 | 2038-39 | 2039-40 | 2040-41 | 2041-42 | 2042-43 | 2043-44 | 2044-45 | 2045-46 | 2046-47 | 2047-48 | 2048-49 | 2049-50
New South Wales | 12289 | 12289 | 12289 | 11449 | 11449 | 10305 | 10305 | 10305 | 10305 | 10305 | 10305 | 10305 | 10305 | 8305 | 8305 | 8305 | 5425 | 5425 | 5455 | 4135 | 2790 | 2105 | 1420 | 1420 | 1420 | 1420 | 1420 | 690 | 0 | 0 | 0 | 0 | 0 | 0 | 0 | 0 | 0 | 0 | 0 | 0 | 0
Queensland | 8840 | 8840 | 8340 | 8160 | 8160 | 8130 | 8130 | 8130 | 8130 | 8130 | 8130 | 8130 | 8130 | 8130 | 8130 | 8130 | 8130 | 8130 | 6785 | 6420 | 5860 | 4600 | 4320 | 3240 | 1596 | 0 | 0 | 0 | 0 | 0 | 0 | 0 | 0 | 0 | 0 | 0 | 0 | 0 | 0 | 0 | 0
Victoria | 6929 | 6929 | 6929 | 6929 | 6929 | 6740 | 6580 | 4820 | 4820 | 4820 | 4820 | 4820 | 4820 | 4820 | 4820 | 4820 | 4820 | 4820 | 4240 | 2790 | 2790 | 2790 | 2210 | 2210 | 0 | 0 | 0 | 0 | 0 | 0 | 0 | 0 | 0 | 0 | 0 | 0 | 0 | 0 | 0 | 0 | 0
South Australia | 786 | 786 | 786 | 786 | 786 | 786 | 0 | 0 | 0 | 0 | 0 | 0 | 0 | 0 | 0 | 0 | 0 | 0 | 0 | 0 | 0 | 0 | 0 | 0 | 0 | 0 | 0 | 0 | 0 | 0 | 0 | 0 | 0 | 0 | 0 | 0 | 0 | 0 | 0 | 0 | 0
Progressive Change | [15 empty] | 21255 | 18375 | 18375 | 16865 | 12750 | 10650 | 9390 | 9110 | 8030 | 5020 | 3696 | 3696 | 3696 | 3696 | 3696 | 3696 | 2276 | 2276 | 2276 | 2276 | 2276 | 2276 | 2276 | 1696 | 1696 | 1696
Step Change | [15 empty] | 21255 | 18375 | 18375 | 16480 | 13345 | 11440 | 9495 | 7950 | 6870 | 3016 | 1420 | 1420 | 690 | 0 | 0 | 0 | 0 | 0 | 0 | 0 | 0 | 0 | 0 | 0 | 0 | 0
Green Energy Exports | [15 empty] | 21255 | 18375 | 18375 | 12285 | 9066 | 5721 | 2236 | 426 | 426 | 0 | 0 | 0 | 0 | 0 | 0 | 0 | 0 | 0 | 0 | 0 | 0 | 0 | 0 | 0 | 0 | 0
Announced retirements (ISP 2022) | [15 empty] | 21276 | 18411 | 18411 | 18411 | 16261 | 14941 | 14941 | 14941 | 14941 | 12201 | 12201 | 10521 | 9821 | 8671 | 8671 | 8671 | 7281 | 7281 | 6537 | 6172 | 5807 | 3217 | 2852 | 1692 | 1692 | 1692
Announced retirements (ISP 2024) | [15 empty] | 21255 | 18375 | 18375 | 18405 | 16255 | 16255 | 16255 | 16255 | 16255 | 12220 | 12220 | 8330 | 7630 | 6480 | 6480 | 6480 | 5060 | 5060 | 4316 | 3951 | 3586 | 3221 | 2856 | 1696 | 1696 | 1696
Historical

## Figure 2
Figure 2 |  |  | Capacity, NEM (GW, 2009-10 to 2049-50, Step Change)
Notes: Flexible gas includes gas-powered generation, and potential hydrogen and biomass capacity. “CER storage” are consumer energy resources such as batteries and electric vehicles.
| 2008-09 | 2009-10 | 2010-11 | 2011-12 | 2012-13 | 2013-14 | 2014-15 | 2015-16 | 2016-17 | 2017-18 | 2018-19 | 2019-20 | 2020-21 | 2021-22 | 2022-23 | 2023-24 | 2024-25 | 2025-26 | 2026-27 | 2027-28 | 2028-29 | 2029-30 | 2030-31 | 2031-32 | 2032-33 | 2033-34 | 2034-35 | 2035-36 | 2036-37 | 2037-38 | 2038-39 | 2039-40 | 2040-41 | 2041-42 | 2042-43 | 2043-44 | 2044-45 | 2045-46 | 2046-47 | 2047-48 | 2048-49 | 2049-50
Black coal | 21775 | 21715 | 21715 | 21435 | 21243 | 20993 | 19373 | 19373 | 19373 | 19373 | 19373 | 19373 | 19373 | 19373 | 18823 | 16435 | 16435 | 13555 | 13555 | 12240 | 10555 | 8650 | 6705 | 5740 | 4660 | 3016 | 1420 | 1420 | 690 | 0 | 0 | 0 | 0 | 0 | 0 | 0 | 0 | 0 | 0 | 0 | 0 | 0
Brown coal | 8013 | 8013 | 8013 | 8013 | 8013 | 8013 | 8013 | 7848 | 6855 | 5095 | 5095 | 5095 | 5095 | 5095 | 5095 | 4820 | 4820 | 4820 | 4820 | 4240 | 2790 | 2790 | 2790 | 2210 | 2210 | 0 | 0 | 0 | 0 | 0 | 0 | 0 | 0 | 0 | 0 | 0 | 0 | 0 | 0 | 0 | 0 | 0
Mid-merit gas | 4654 | 4834 | 4834 | 4834 | 4834 | 4834 | 4834 | 4834 | 4834 | 4834 | 4834 | 4834 | 4594 | 4474 | 4354 | 4254.9 | 4254.9 | 4254.9 | 3274.9 | 3066.9 | 3066.9 | 3066.9 | 3066.9 | 3066.9 | 3066.9 | 3066.9 | 3066.9 | 3066.9 | 2681.9 | 2152.9 | 2152.9 | 1508.5 | 1508.5 | 1508.5 | 1508.5 | 1068.5 | 1068.5 | 424 | 180 | 180 | 180 | 180
Hydro | 8153 | 8153 | 8153 | 8153 | 8153 | 8153 | 8153 | 8153 | 8153 | 8153 | 8153 | 8153 | 8153 | 8153 | 8153 | 6818.12 | 6818.12 | 6818.12 | 6818.12 | 6818.12 | 6818.12 | 7208.12 | 7208.12 | 7208.12 | 7208.12 | 7208.12 | 7208.12 | 7208.12 | 7208.12 | 7121.72 | 7121.72 | 7121.72 | 7121.72 | 7121.72 | 7055.72 | 7055.72 | 7055.72 | 7055.72 | 7055.72 | 7055.72 | 7055.72 | 7055.72
Flexible gas | 5939 | 5962 | 6306 | 6306 | 6306 | 6306 | 7010 | 7146 | 7269 | 7269 | 7479 | 7479 | 7657 | 7750 | 7577 | 8282.559 | 8282.559 | 8482.559 | 8682.559 | 8682.559 | 8682.559 | 8682.559 | 8830.059 | 8860.059 | 8583.199 | 9951.199 | 10589.2229 | 10934.607 | 11524.199 | 13909.199 | 14969.199 | 14794.199 | 14674.199 | 14674.199 | 14580.199 | 15181.0563 | 18760.8955 | 18637.6955 | 18074.9812 | 17490.9812 | 17568.7484 | 17049.7484
Utility storage | 817 | 817 | 817 | 817 | 817 | 817 | 817 | 817 | 967 | 1052 | 1077 | 1077 | 1555 | 1571 | 2317 | 1501.2 | 3633.84 | 7981.1442 | 8431.1442 | 8707.2444 | 10906.1644 | 12727.0004 | 14960.3827 | 16462.0087 | 16632.6228 | 16864.6228 | 18731.0272 | 18617.4417 | 18743.8413 | 18857.4273 | 18638.8414 | 18638.8414 | 18638.8414 | 18326.8415 | 18276.8416 | 17908.9234 | 17267.7675 | 13326.7331 | 12864.1374 | 12655.5596 | 12930.2245 | 12889.6445
Coordinated CER storage | [16 empty] | 465.2902 | 865.1398 | 1338.8408 | 1937.1426 | 2620.4451 | 3743.8874 | 4770.5792 | 5846.4555 | 7042.298 | 8361.489 | 9839.4935 | 11464.7489 | 12977.4194 | 14627.4357 | 16413.6581 | 18060.1322 | 19750.714 | 21472.4509 | 23272.1116 | 25126.7319 | 27101.7678 | 29164.2065 | 31151.9197 | 33201.6766 | 35298.2059 | 37297.1444
Passive CER storage | [16 empty] | 1026.7851 | 1434.6788 | 1798.3516 | 2148.6049 | 2439.9802 | 2825.589 | 3273.192 | 3688.6152 | 4094.3793 | 4491.9036 | 4888.3217 | 5284.4391 | 5584.992 | 5880.2881 | 6156.0939 | 6351.5587 | 6499.6072 | 6620.7486 | 6708.9065 | 6769.5487 | 6827.6668 | 6886.0221 | 6890.1006 | 6892.7872 | 6852.4034 | 6778.0103
Offshore wind | 0 | 0 | 0 | 0 | 0 | 0 | 0 | 0 | 0 | 0 | 0 | 0 | 0 | 0 | 0 | 0 | 0 | 0 | 0 | 0 | 0 | 0 | 1000 | 2000 | 2666.6667 | 3333.3333 | 4000 | 5000 | 6000 | 7000 | 8000 | 9000 | 9000 | 9000 | 9000 | 9000 | 9000 | 9000 | 9000 | 9000 | 9000 | 9000
Onshore wind | 481 | 1903 | 2114 | 2554 | 3284 | 3503 | 3609 | 3952 | 4636 | 5598 | 6638 | 8385 | 9281 | 10095 | 10469 | 11579.653 | 12941.393 | 14739.595 | 22597.9257 | 27366.5394 | 34061.4962 | 39638.7571 | 41876.1888 | 43763.1213 | 45357.1971 | 46079.2457 | 52509.194 | 53491.4453 | 53412.5512 | 53349.5432 | 52568.0632 | 52049.3632 | 51361.3832 | 51175.0732 | 51542.9624 | 50831.7279 | 51024.2422 | 57459.8383 | 57801.8762 | 57404.3762 | 60943.8637 | 61367.6713
Utility solar | 0 | 0 | 0 | 0 | 0 | 102 | 155 | 211 | 318 | 2046 | 3071 | 4829 | 6042 | 7468 | 7923 | 9151.5468 | 9672.5268 | 11143.9868 | 12391.5498 | 12491.2975 | 13212.8132 | 17354.5277 | 19846.4568 | 21061.9607 | 21910.6788 | 23222.0186 | 25236.9746 | 27208.9341 | 29501.1565 | 29452.6565 | 29302.6265 | 29449.2272 | 29922.7253 | 32767.8761 | 38971.063 | 41772.1441 | 46009.6629 | 48884.7786 | 48765.4806 | 50614.9461 | 52911.1491 | 55489.9642
Rooftop solar and other distributed solar | 48.7574 | 216.861 | 927.2292 | 1654.6588 | 2485.1079 | 3202.3068 | 3871.5975 | 4452.4811 | 5238.8493 | 6539.8235 | 8324.8494 | 10796.9715 | 13879.8689 | 16475.0758 | 19192.7047 | 21308.1941 | 23481.9123 | 25655.6307 | 27915.6045 | 30593.118 | 33321.8 | 36061.942 | 38515.1395 | 40888.6865 | 43439.3295 | 45834.5735 | 48326.8475 | 50769.207 | 53107.711 | 55428.2045 | 57785.07 | 60155.3295 | 62437.2545 | 64778.106 | 67027.776 | 69285.5375 | 71808.1875 | 74544.509 | 77217.9095 | 80001.295 | 82839.644 | 85741.994
Dispatchable capacity | 49351 | 49494 | 49838 | 49558 | 49366 | 49116 | 48200 | 48171 | 47451 | 45776 | 46011 | 46011 | 46427 | 46416 | 46319 | 42111.779 | 45663.4892 | 47777.6531 | 47976.524 | 46895.526 | 46868.3885 | 48505.0369 | 50123.1409 | 51342.7232 | 51508.6098 | 50631.8208 | 53073.8536 | 54989.0676 | 56166.5396 | 59071.3921 | 61749.9484 | 62623.6626 | 64249.8745 | 65706.7914 | 67347.5422 | 69041.9115 | 73985.2708 | 71374.6651 | 72124.5983 | 73415.5373 | 75903.5289 | 77376.1173
Demand-side participation | [16 empty] | 953.78 | 1000.79 | 1055.96 | 1203.56 | 1429.2 | 1636.57 | 1792.1 | 1949.18 | 2105.47 | 2163.49 | 2219.09 | 2277.25 | 2341.06 | 2402.71 | 2453.63 | 2500.27 | 2555.9 | 2603.08 | 2654.17 | 2700.98 | 2730.62 | 2766.31 | 2797.84 | 2831.6 | 2870.63 | 2903.86
Progressive Change | [16 empty] | 89730.0851 | 96389.37 | 105517.8368 | 112149.2334 | 119616.6891 | 122559.4926 | 125579.2811 | 129465.9394 | 130676.5109 | 131942.1426 | 136986.9557 | 140234.884 | 141301.7006 | 143009.7519 | 144037.9704 | 145184.3869 | 146566.5785 | 151967.6851 | 154822.9473 | 158605.531 | 162062.6312 | 157882.0025 | 158621.9827 | 160837.5046 | 168145.2938 | 175368.6968
Step Change | [16 empty] | 92786.1064 | 100751.5443 | 112679.9556 | 119495.0859 | 129904.478 | 144385.8527 | 154634.118 | 162745.107 | 168976.8611 | 173592.8955 | 188035.1914 | 196743.093 | 203772.9503 | 210182.0843 | 215561.802 | 219629.1411 | 223470.8445 | 230048.5952 | 240598.25 | 246700.8697 | 258655.0302 | 268149.8132 | 271799.9651 | 277328.9419 | 288450.589 | 295753.7572
Green Energy Exports | [16 empty] | 93259.0576 | 102680.2484 | 130066.6304 | 144030.7378 | 163970.3235 | 190692.3235 | 218881.0391 | 233667.2804 | 247982.1624 | 258201.3515 | 271196.0954 | 284761.6827 | 298233.5981 | 307216.0016 | 313792.3092 | 332945.7223 | 357837.797 | 377366.5773 | 397160.0869 | 420705.6472 | 459129.8064 | 469698.5419 | 486843.4497 | 500598.9361 | 524568.1389 | 571059.987
Historical

## Figure 3
Figure 3 | Transmission projects in the optimal development path
This map shows indicative new generation and storage in 2040, and transmission projects that include new transmission lines,
increase capacity by 1,000 MW or more, and are required in all scenarios by 2050.

## Figure 4
Figure 4 | A power system with both grid and behind-the-meter energy supply

## Figure 5
Figure 5 |  | Electricity consumption, NEM (TWh, 2009-10 to 2049-50, Step Change)
* Note: On-site generation (or “non-scheduled generation”) is non-utility generation that includes on-the-ground PV and small wind and biomass, typically for industrial use
| 2005-06 | 2006-07 | 2007-08 | 2008-09 | 2009-10 | 2010-11 | 2011-12 | 2012-13 | 2013-14 | 2014-15 | 2015-16 | 2016-17 | 2017-18 | 2018-19 | 2019-20 | 2020-21 | 2021-22 | 2022-23 | 2023-24 | 2024-25 | 2025-26 | 2026-27 | 2027-28 | 2028-29 | 2029-30 | 2030-31 | 2031-32 | 2032-33 | 2033-34 | 2034-35 | 2035-36 | 2036-37 | 2037-38 | 2038-39 | 2039-40 | 2040-41 | 2041-42 | 2042-43 | 2043-44 | 2044-45 | 2045-46 | 2046-47 | 2047-48 | 2048-49 | 2049-50
Actual: Operational as sent-out | 2005-06: 191.1121; 2006-07: 193.8852; 2007-08: 195.3935; 2008-09: 197.2902; 2009-10: 197.2225; 2010-11: 195.3741; 2011-12: 191.3587; 2012-13: 186.9418; 2013-14: 182.7266; 2014-15: 182.2635; 2015-16: 185.5696; 2016-17: 184.5217; 2017-18: 184.6196; 2018-19: 184.0961; 2019-20: 181.2629; 2020-21: 178.1002; 2021-22: 178.3344; 2022-23: 178.0481; 2023-24: 173.8528
Operational Consumption | 191.1121 | 193.8852 | 195.3935 | 197.2902 | 197.2225 | 195.3741 | 191.3587 | 186.9418 | 182.7266 | 182.2635 | 185.5696 | 184.5217 | 184.6196 | 184.0961 | 181.2629 | 178.1002 | 178.3344 | 178.0481 | 173.8528 | 175.9564 | 179.1615 | 184.5621 | 188.7423 | 194.582 | 202.3824 | 208.9578 | 216.5325 | 225.9842 | 233.0938 | 239.619 | 246.5264 | 253.0745 | 260.3064 | 264.7503 | 270.7609 | 275.4747 | 281.5932 | 287.2752 | 292.5104 | 297.2177 | 299.8778 | 302.3993 | 305.082 | 309.6499 | 312.6646
Actual: Rooftop solar | 2005-06: 0.0056029; 2006-07: 0.0074031; 2007-08: 0.013593; 2008-09: 0.036089; 2009-10: 0.13126; 2010-11: 0.51609; 2011-12: 1.3777; 2012-13: 2.5235; 2013-14: 3.4343; 2014-15: 4.306; 2015-16: 5.1317; 2016-17: 5.8836; 2017-18: 7.2196; 2018-19: 9.0443; 2019-20: 11.3643; 2020-21: 13.9046; 2021-22: 16.7688; 2022-23: 19.575; 2023-24: 23.1445
Actual: On-site generation | 2005-06: 2.1359; 2006-07: 2.1443; 2007-08: 2.2911; 2008-09: 3.2036; 2009-10: 3.8951; 2010-11: 4.1069; 2011-12: 4.1742; 2012-13: 4.3711; 2013-14: 4.4528; 2014-15: 4.8331; 2015-16: 4.9377; 2016-17: 5.2016; 2017-18: 5.6334; 2018-19: 5.8164; 2019-20: 6.0385; 2020-21: 6.1464; 2021-22: 6.3655; 2022-23: 6.4107; 2023-24: 7.1303
Rooftop solar | [18 empty] | 23.1445 | 25.3749 | 27.5861 | 29.8383 | 32.6193 | 35.4833 | 38.3263 | 41.0735 | 43.6523 | 46.1017 | 48.5435 | 51.0581 | 53.6949 | 56.02 | 58.111 | 60.2338 | 62.4655 | 64.5154 | 66.5035 | 68.5511 | 70.7237 | 72.8681 | 75.2627 | 77.8436 | 80.5917 | 83.2201 | 85.8662
Energy efficiency | [18 empty] | 1.0329 | 2.4148 | 3.952 | 5.8879 | 8.0627 | 10.4072 | 12.62 | 14.9245 | 17.0482 | 19.179 | 21.2891 | 23.6358 | 25.9548 | 28.393 | 30.9973 | 33.8745 | 36.4621 | 39.2771 | 42.078 | 44.8742 | 47.6808 | 51.0638 | 55.0645 | 59.0871 | 62.5637 | 66.053 | 68.779
Residential | [18 empty] | 38.533 | 37.2299 | 36.5188 | 36.1438 | 35.9865 | 36.0697 | 36.4533 | 36.9711 | 37.7682 | 38.5223 | 39.1912 | 39.8461 | 40.6752 | 41.6032 | 42.7559 | 43.6352 | 44.8782 | 45.8227 | 46.8888 | 47.9722 | 49.0616 | 50.0394 | 50.4157 | 50.6144 | 50.8298 | 50.8313 | 51.2324
Business and industry | [18 empty] | 135.3918 | 138.7265 | 142.6427 | 148.4183 | 152.7558 | 158.5122 | 165.9291 | 171.9867 | 178.7644 | 187.462 | 193.9026 | 199.7729 | 205.8511 | 211.4713 | 217.5505 | 221.1151 | 225.8827 | 229.6519 | 234.7044 | 239.303 | 243.4488 | 247.1782 | 249.4621 | 251.7849 | 254.2522 | 258.8186 | 261.4322
On-site generation | [18 empty] | 7.1303 | 7.439 | 8.0706 | 8.7013 | 9.3029 | 9.905 | 10.6145 | 11.2917 | 11.9608 | 12.7608 | 13.5712 | 14.3091 | 14.7028 | 15.5272 | 16.0111 | 17.1248 | 18.3551 | 19.4289 | 20.5717 | 21.7124 | 22.8743 | 23.8935 | 24.9892 | 26.0841 | 27.2855 | 28.3404 | 29.4796

## Figure 6
Figure 6 |  | Residential electricity consumption, NEM (TWh, 2024-25 to 2049-50, Step Change)
| 2023-24 | 2024-25 | 2025-26 | 2026-27 | 2027-28 | 2028-29 | 2029-30 | 2030-31 | 2031-32 | 2032-33 | 2033-34 | 2034-35 | 2035-36 | 2036-37 | 2037-38 | 2038-39 | 2039-40 | 2040-41 | 2041-42 | 2042-43 | 2043-44 | 2044-45 | 2045-46 | 2046-47 | 2047-48 | 2048-49 | 2049-50
Underlying | 57.2708 | 57.8174 | 58.9412 | 60.4326 | 62.5323 | 64.9128 | 67.5635 | 70.2545 | 73.0493 | 75.6708 | 78.1794 | 80.7042 | 83.4542 | 86.0046 | 88.5629 | 90.8444 | 93.5484 | 95.7896 | 98.0929 | 100.4456 | 102.882 | 105.1454 | 106.9531 | 108.686 | 110.527 | 112.0389 | 113.9502
Operational | 38.5331 | 37.2299 | 36.5188 | 36.1438 | 35.9865 | 36.0698 | 36.4533 | 36.971 | 37.7682 | 38.5223 | 39.1912 | 39.8461 | 40.6752 | 41.6031 | 42.7559 | 43.6352 | 44.8783 | 45.8227 | 46.8887 | 47.9722 | 49.0616 | 50.0395 | 50.4157 | 50.6143 | 50.8297 | 50.8312 | 51.2324
Energy efficiency | 1.0329 | 2.1048 | 3.0857 | 4.1876 | 5.3486 | 6.4968 | 7.5316 | 8.6699 | 9.7912 | 10.9492 | 12.1912 | 13.4306 | 14.6272 | 15.8402 | 17.0923 | 18.6433 | 19.8536 | 21.2941 | 22.7194 | 24.1385 | 25.563 | 26.993 | 29.032 | 31.0875 | 33.1547 | 35.2285 | 36.6531
Electric vehicles | 0.30098 | 0.49963 | 0.94313 | 1.6586 | 2.6922 | 4.0251 | 5.6556 | 7.4693 | 9.3945 | 11.2419 | 13.0498 | 14.8471 | 16.7613 | 18.5848 | 20.4604 | 22.3406 | 24.3029 | 26.1297 | 28.0157 | 29.9154 | 31.9013 | 33.7279 | 35.654 | 37.5715 | 39.5918 | 41.4119 | 43.0797
Electrification | 0.031816 | 0.21341 | 0.58242 | 1.1354 | 1.8822 | 2.5775 | 3.0673 | 3.5842 | 4.1242 | 4.6622 | 5.1971 | 5.7298 | 6.2737 | 6.8293 | 7.3867 | 7.9541 | 8.5219 | 9.0937 | 9.6641 | 10.2411 | 10.8073 | 11.3779 | 11.9338 | 12.4584 | 12.956 | 13.3927 | 13.7148
Lighting and appliances | 56.938 | 57.1044 | 57.4156 | 57.6387 | 57.9579 | 58.3102 | 58.8406 | 59.201 | 59.5306 | 59.7666 | 59.9324 | 60.1273 | 60.4192 | 60.5904 | 60.7158 | 60.5497 | 60.7236 | 60.5661 | 60.4132 | 60.2892 | 60.1734 | 60.0396 | 59.3653 | 58.656 | 57.9792 | 57.2344 | 57.1557

## Figure 7
Figure 7 |  | Business and industry electricity consumption, NEM (TWh, 2023-24 to 2049-50, Step Change)
* Note: On-site generation (or “non-scheduled generation”) is non-utility generation that includes on-the-ground PV and small wind and biomass, typically for industrial use.
| 2023-24 | 2024-25 | 2025-26 | 2026-27 | 2027-28 | 2028-29 | 2029-30 | 2030-31 | 2031-32 | 2032-33 | 2033-34 | 2034-35 | 2035-36 | 2036-37 | 2037-38 | 2038-39 | 2039-40 | 2040-41 | 2041-42 | 2042-43 | 2043-44 | 2044-45 | 2045-46 | 2046-47 | 2047-48 | 2048-49 | 2049-50
Underlying | 137.325 | 141.2292 | 145.9321 | 152.4157 | 157.65 | 164.2979 | 172.7242 | 179.7549 | 187.4891 | 197.2685 | 204.7891 | 211.7674 | 218.5996 | 225.3834 | 232.2753 | 237.3856 | 243.8641 | 249.1883 | 255.8456 | 262.0831 | 267.9686 | 273.4076 | 277.6375 | 282.0078 | 286.6738 | 293.3301 | 298.0869
Operational | 135.3918 | 138.7265 | 142.6427 | 148.4183 | 152.7558 | 158.5122 | 165.9291 | 171.9867 | 178.7644 | 187.462 | 193.9026 | 199.7729 | 205.8511 | 211.4713 | 217.5505 | 221.1151 | 225.8827 | 229.6519 | 234.7044 | 239.303 | 243.4488 | 247.1782 | 249.4621 | 251.7849 | 254.2522 | 258.8186 | 261.4322
Energy efficiency | 0 | 0.30996 | 0.86631 | 1.7003 | 2.7141 | 3.9104 | 5.0884 | 6.2546 | 7.257 | 8.2298 | 9.0979 | 10.2052 | 11.3276 | 12.5528 | 13.905 | 15.2312 | 16.6085 | 17.983 | 19.3586 | 20.7357 | 22.1177 | 24.0708 | 26.0325 | 27.9996 | 29.409 | 30.8246 | 32.126
Losses | 9.6038 | 9.7237 | 9.9449 | 10.2534 | 10.4822 | 10.7596 | 11.0354 | 11.3135 | 11.6073 | 11.9074 | 12.2401 | 12.5146 | 12.8702 | 13.2338 | 13.5903 | 13.8788 | 14.169 | 14.441 | 14.7298 | 15.01 | 15.2578 | 15.4262 | 15.5391 | 15.6332 | 15.7583 | 15.8414 | 15.9732
Hydrogen | 0 | 0.24256 | 0.89284 | 2.0203 | 3.218 | 5.392 | 9.6329 | 12.6676 | 16.4069 | 21.9948 | 24.6172 | 27.4245 | 29.0044 | 30.5456 | 32.4105 | 33.3783 | 35.9466 | 37.3603 | 39.8917 | 42.079 | 44.2711 | 46.9674 | 48.5058 | 50.1419 | 51.5351 | 55.2441 | 56.7111
Electric vehicles | 0.02365 | 0.068063 | 0.29331 | 0.66515 | 1.1426 | 1.7639 | 2.5465 | 3.4772 | 4.5543 | 6.0553 | 7.9161 | 9.7641 | 11.679 | 13.5278 | 15.41 | 17.2924 | 19.2315 | 21.0638 | 22.9426 | 24.8262 | 26.7771 | 28.5882 | 30.4797 | 32.363 | 34.3295 | 36.1211 | 37.8978
Electrification | 1.2684 | 3.3205 | 6.1612 | 8.9045 | 10.8086 | 12.7061 | 13.9463 | 15.1241 | 16.1621 | 17.0429 | 18.0323 | 18.6069 | 20.2925 | 21.8202 | 23.1764 | 23.862 | 24.805 | 25.8841 | 27.021 | 27.646 | 28.0899 | 28.2374 | 28.2508 | 28.2766 | 28.1366 | 27.7514 | 27.5358
Large industrial loads and LNG | 52.2465 | 52.7874 | 52.5535 | 52.8859 | 53.0795 | 53.1293 | 53.2607 | 53.2955 | 53.2852 | 53.3822 | 53.7179 | 54.2498 | 54.8794 | 55.5256 | 56.2798 | 56.6531 | 57.0616 | 57.4886 | 58.0681 | 58.6932 | 59.3581 | 60.0677 | 60.7787 | 61.5374 | 62.344 | 63.2422 | 64.202
Business mass market | 83.7144 | 84.8107 | 86.0312 | 87.9397 | 89.4014 | 91.3067 | 93.3378 | 95.1904 | 97.0807 | 98.7933 | 100.5055 | 101.7221 | 102.7442 | 103.9642 | 104.9986 | 106.1997 | 106.8194 | 107.3916 | 107.9221 | 108.8387 | 109.4724 | 109.5469 | 109.6225 | 109.6888 | 110.3285 | 110.9713 | 111.7402

## Figure 8
Figure 8 |  |  | Average operational demand by time of day and season, NEM (GW, 2024-25 to 2049-50, Step Change)
| Season | Financial year | 00:00 | 00:30 | 01:00 | 01:30 | 00:00 | 02:30 | 03:00 | 03:30 | 04:00 | 04:30 | 05:00 | 05:30 | 06:00 | 06:30 | 07:00 | 07:30 | 08:00 | 08:30 | 09:00 | 09:30 | 10:00 | 10:30 | 11:00 | 11:30 | 12:00 | 12:30 | 13:00 | 13:30 | 14:00 | 14:30 | 15:00 | 15:30 | 16:00 | 16:30 | 17:00 | 17:30 | 18:00 | 18:30 | 19:00 | 19:30 | 20:00 | 20:30 | 21:00 | 21:30 | 22:00 | 22:30 | 23:00 | 23:30
| Summer | 2024-25 | 20.4327 | 19.8561 | 19.3206 | 18.8479 | 18.5283 | 18.3423 | 18.2774 | 18.3137 | 18.5591 | 18.8903 | 19.5214 | 20.0785 | 20.4233 | 20.4162 | 19.8376 | 19.0029 | 18.2612 | 17.4292 | 16.726 | 16.0815 | 15.6319 | 15.3141 | 15.0919 | 15.0217 | 15.0987 | 15.3031 | 15.6654 | 16.1484 | 16.8317 | 17.6839 | 18.68 | 19.8 | 20.9826 | 22.2514 | 23.2307 | 24.1558 | 24.604 | 24.9595 | 24.9425 | 24.7239 | 24.2986 | 23.6657 | 23.131 | 22.4842 | 21.9808 | 21.5424 | 21.2957 | 21.0721
|  | 2029-30 | 24.5679 | 23.8962 | 23.2665 | 22.6944 | 22.2738 | 22.0056 | 21.8608 | 21.8398 | 22.0288 | 22.358 | 22.9808 | 23.5514 | 23.7516 | 23.4682 | 22.4425 | 21.1222 | 19.8751 | 18.5408 | 17.4209 | 16.395 | 15.6809 | 15.1329 | 14.7409 | 14.5477 | 14.5591 | 14.762 | 15.1976 | 15.8488 | 16.8325 | 18.0691 | 19.5175 | 21.1373 | 22.8806 | 24.7539 | 26.2942 | 27.758 | 28.5904 | 29.232 | 29.3234 | 29.1609 | 28.7644 | 28.1451 | 27.6058 | 26.925 | 26.3832 | 25.8988 | 25.6055 | 25.3251
|  | 2034-35 | 29.0222 | 28.2648 | 27.5628 | 26.8978 | 26.3924 | 26.0317 | 25.788 | 25.6851 | 25.808 | 26.1217 | 26.7153 | 27.3127 | 27.4731 | 27.0981 | 25.8727 | 24.3178 | 22.8176 | 21.2668 | 19.9786 | 18.8767 | 18.1779 | 17.6424 | 17.3392 | 17.1664 | 17.1398 | 17.2319 | 17.4663 | 17.9568 | 18.8891 | 20.1398 | 21.7757 | 23.6938 | 25.807 | 28.1022 | 30.0913 | 32.0815 | 33.2112 | 34.0936 | 34.2686 | 34.1408 | 33.7885 | 33.1728 | 32.6212 | 31.8801 | 31.2864 | 30.7369 | 30.3889 | 30.0622
|  | 2039-40 | 32.1129 | 31.3419 | 30.6563 | 29.9625 | 29.4154 | 28.9863 | 28.6936 | 28.5519 | 28.6114 | 28.9405 | 29.5201 | 30.1501 | 30.3164 | 29.9139 | 28.6549 | 27.1774 | 25.7276 | 24.2955 | 23.1734 | 22.3658 | 21.9152 | 21.4583 | 21.2962 | 21.1618 | 21.1238 | 21.1547 | 21.2366 | 21.4381 | 21.9901 | 22.7745 | 24.1363 | 25.9632 | 28.1752 | 30.6381 | 32.8359 | 35.1733 | 36.4896 | 37.5117 | 37.7161 | 37.5895 | 37.248 | 36.6007 | 36.0485 | 35.2463 | 34.6253 | 34.0369 | 33.6669 | 33.3239
|  | 2049-50 | 35.4285 | 34.7377 | 34.1783 | 33.5025 | 32.9671 | 32.5432 | 32.2416 | 32.0636 | 32.1039 | 32.404 | 32.9147 | 33.7532 | 34.4443 | 34.524 | 33.3655 | 31.9622 | 30.4678 | 29.4234 | 28.7228 | 28.5197 | 28.2091 | 27.8041 | 27.8917 | 27.8221 | 27.6739 | 27.7845 | 27.7139 | 27.7396 | 27.9707 | 27.9523 | 28.5845 | 29.729 | 31.8815 | 34.5095 | 36.9257 | 39.2814 | 40.2767 | 41.0569 | 41.1612 | 40.9195 | 40.5336 | 39.8399 | 39.2196 | 38.3703 | 37.7171 | 37.1749 | 36.8052 | 36.5069
| Winter | 2024-25 | 22.3962 | 21.7922 | 21.2538 | 20.6944 | 20.1063 | 19.6495 | 19.3288 | 19.1304 | 19.1085 | 19.2674 | 19.7926 | 20.5398 | 21.8783 | 23.218 | 23.7542 | 23.709 | 22.919 | 21.6352 | 20.5188 | 19.3753 | 18.4419 | 17.5503 | 16.9404 | 16.6088 | 16.5034 | 16.5244 | 16.6797 | 16.9716 | 17.4814 | 18.1635 | 19.0801 | 20.3283 | 22.0557 | 24.1438 | 26.092 | 27.765 | 28.3243 | 28.2733 | 27.7913 | 27.3661 | 26.9802 | 26.4311 | 25.75 | 24.98 | 24.3549 | 23.6738 | 23.3281 | 23.0663
|  | 2029-30 | 27.2169 | 26.5141 | 25.8796 | 25.2043 | 24.5044 | 23.9562 | 23.5513 | 23.299 | 23.2356 | 23.3591 | 23.8728 | 24.6452 | 26.0471 | 27.4604 | 27.7524 | 27.3517 | 26.064 | 24.2325 | 22.672 | 21.1245 | 19.9164 | 18.7232 | 17.9684 | 17.5853 | 17.5304 | 17.6319 | 17.8757 | 18.3339 | 19.1153 | 20.1567 | 21.5122 | 23.2447 | 25.5592 | 28.2296 | 30.6197 | 32.5727 | 33.2103 | 33.2081 | 32.7238 | 32.3391 | 32.0111 | 31.4899 | 30.8206 | 30.0294 | 29.4089 | 28.6759 | 28.3083 | 28.0133
|  | 2034-35 | 31.9968 | 31.2418 | 30.5469 | 29.7854 | 29.0294 | 28.4117 | 27.9542 | 27.6632 | 27.5427 | 27.6179 | 28.0582 | 28.8122 | 30.2398 | 31.7299 | 31.8185 | 31.1616 | 29.7039 | 27.6233 | 25.8565 | 24.203 | 23.0023 | 21.8894 | 21.3911 | 21.1545 | 21.1633 | 21.2412 | 21.3385 | 21.625 | 22.2811 | 23.3466 | 24.8968 | 26.7342 | 29.2061 | 32.3164 | 35.1046 | 37.3098 | 37.9776 | 38.0074 | 37.5276 | 37.1989 | 36.9437 | 36.4705 | 35.8278 | 35.0207 | 34.4324 | 33.6458 | 33.2381 | 32.9251
|  | 2039-40 | 35.7116 | 34.9895 | 34.3558 | 33.6161 | 32.9136 | 32.2999 | 31.8338 | 31.5231 | 31.3757 | 31.4136 | 31.7956 | 32.5182 | 33.8826 | 35.3872 | 35.3187 | 34.39 | 32.9543 | 30.7966 | 28.9942 | 27.6454 | 26.8541 | 26.1257 | 25.9876 | 25.8449 | 25.8606 | 25.9357 | 25.8991 | 25.9998 | 26.2685 | 26.9216 | 28.2326 | 29.8452 | 32.2976 | 35.8146 | 38.98 | 41.3367 | 41.9594 | 41.9752 | 41.5019 | 41.2093 | 41.0118 | 40.5211 | 39.8983 | 39.0434 | 38.4764 | 37.616 | 37.162 | 36.8519
|  | 2049-50 | 40.1904 | 39.7002 | 39.3074 | 38.7031 | 38.1948 | 37.6896 | 37.278 | 36.9921 | 36.8767 | 36.9478 | 37.2862 | 38.019 | 39.2843 | 40.6041 | 40.3816 | 39.9216 | 39.2151 | 37.1403 | 35.9374 | 35.8525 | 35.6056 | 35.179 | 35.4328 | 35.1573 | 35.139 | 35.3315 | 35.196 | 35.2544 | 35.1789 | 35.258 | 35.7904 | 36.413 | 37.9784 | 41.2008 | 44.4029 | 46.8271 | 47.2709 | 47.2961 | 46.8023 | 46.4231 | 46.1504 | 45.5522 | 44.8207 | 43.8785 | 43.1652 | 42.2836 | 41.7868 | 41.4998

## Figure 9
| Figure 9 |  |  | Generation mix, NEM (TWh, 2009-10 to 2049-50, Step change)
Notes: Annual generation for 2023-24 has been estimated for the full financial year. The forecasted gas-powered generation includes some potential hydrogen and biomass capacity.
“CER storage” are consumer energy resources such as batteries and electric vehicles.
Forecast generation is based on long term capacity modelling outcomes. Short term operability modelling undertaken in the Draft 2024 ISP Appendix 4
introduces higher resolution modelling which includes peaking events, generator outages and models the performance of individual units.
Year | Black coal | Brown coal | Gas-powered generation | Hydro | Utility storage | CER storage | Wind | Utility solar | Rooftop solar and other distributed solar
2005-06 | 119937.3889 | 55507.4654 | 10874.104 | 10796.8946 | 102 | 0 | 491.3411 | 0 | 0.44728
2006-07 | 120230.7042 | 55491.1137 | 16610.7374 | 9893.4395 | 177 | 0 | 1262.9318 | 0 | 3.4454
2007-08 | 122325.4018 | 55267.6931 | 17640.7328 | 8347.2967 | 148 | 0 | 1884.3743 | 0 | 14.0482
2008-09 | 121384.6513 | 56847.8968 | 17334.9416 | 10809.004 | 691 | 0 | 2767.2608 | 0 | 36.5316
2009-10 | 114730.4609 | 55961.1525 | 21729.1349 | 12522.1368 | 528 | 0 | 4378.0772 | 0 | 134.1228
2010-11 | 106780.9724 | 55181.9905 | 24315.7474 | 15417.3604 | 667 | 0 | 5136.3767 | 0 | 520.1717
2011-12 | 105323.1489 | 54993.9289 | 23653.4344 | 12830.4646 | 530 | 0 | 6052.2785 | 0 | 1383.2851
2012-13 | 101153.3106 | 48095.3936 | 24678.0816 | 17002.1964 | 634 | 0 | 6648.7826 | 0 | 2532.5017
2013-14 | 96021.4022 | 46623.5059 | 24547.1844 | 17302.5686 | 518 | 0 | 8603.0153 | 0 | 3455.3641
2014-15 | 97303.2213 | 51117.8417 | 23452.4084 | 12319.8282 | 342 | 0 | 9409.2512 | 29.0086 | 4376.236
2015-16 | 103500.3417 | 48934.461 | 19964.4884 | 13692.2524 | 790 | 0 | 10365.2717 | 361.77 | 5220.0908
2016-17 | 107209.6377 | 43638.2124 | 18968.6339 | 14696.3143 | 824 | 0 | 10597.2445 | 567.6228 | 6036.6869
2017-18 | 110726.1376 | 36107.3851 | 20363.7207 | 14418.4151 | 699.3667 | 0 | 13075.7584 | 798.7632 | 7576.7082
2018-19 | 109940.1346 | 34588.8395 | 16802.0114 | 14523.5207 | 787.313 | 0 | 15638.1935 | 3419.3767 | 9752.0221
2019-20 | 102190.5048 | 33731.5202 | 17437.4857 | 13852.1855 | 828.6758 | 0 | 18249.897 | 6045.4715 | 12450.9306
2020-21 | 97150.4075 | 34123.7941 | 13564.2936 | 13685.3006 | 1059.6297 | 0 | 21204.9614 | 7807.6735 | 15347.7917
2021-22 | 91612.6986 | 32549.0927 | 13622.9315 | 14918.0192 | 1535.0403 | 0 | 24763.7709 | 10079.8736 | 18520.3941
2022-23 | 89030.0847 | 31499.9285 | 11684.9758 | 14339.0457 | 1834.184 | 0 | 27099.9418 | 12862.7189 | 22240.8053
2023-24 | 87322.4023 | 27659.1042 | 5953.1979 | 14479.2628 | 2175.557 | 344.3 | 32705.1709 | 17318.3995 | 25376.9877
2024-25 | 85614.72 | 23818.28 | 695.7496 | 14619.48 | 2516.93 | 688.6 | 38310.4 | 21774.0929 | 28513.17
2025-26 | 76102.74 | 22660.69 | 2712.341 | 16689.75 | 6029.29 | 1146.88 | 45671.86 | 24957.793 | 31313.84
2026-27 | 61638.81 | 20288.21 | 3425.5714 | 13696.65 | 6811.46 | 1744.12 | 69732.89 | 26103.9668 | 34154.6
2027-28 | 52225.8 | 16918.35 | 4184.4402 | 13858.17 | 9514.71 | 2864.3 | 86477.64 | 26491.5362 | 37483.01
2028-29 | 44012.15 | 11912.88 | 4497.1432 | 14442.94 | 11951.43 | 4205.1 | 104582.36 | 26944.5287 | 40950.22
2029-30 | 32649.13 | 10198.6 | 4359.7142 | 11415.98 | 19659.81 | 5838.94 | 122424.34 | 36748.186 | 44467.64
2030-31 | 26420.8 | 8992.01 | 4994.6503 | 14314.57 | 19989.98 | 5603.05 | 129639.66 | 37910.7516 | 47849.99
2031-32 | 22013.05 | 6815.97 | 3559.0899 | 14420.73 | 21752.58 | 6478.02 | 139919.38 | 43782.6846 | 51095.11
2032-33 | 19563.16 | 7151.08 | 4946.6969 | 13769.5 | 23172.84 | 7931.99 | 146310.22 | 48482.6567 | 54314.7
2033-34 | 14334.14 | 0 | 10270.8409 | 17007.55 | 23118.94 | 9063.37 | 155148.7 | 51839.4755 | 57524.9
2034-35 | 6248.19 | 0 | 9800.3192 | 14369.16 | 27101.53 | 11398.56 | 169860.19 | 55804.6379 | 60742.33
2035-36 | 6306.82 | 0 | 10122.3707 | 12863.71 | 26851.43 | 12947.2 | 173686.32 | 61021.7112 | 64118.39
2036-37 | 3348.56 | 0 | 14248.0264 | 14870.04 | 28307.06 | 15308.43 | 176688.6 | 62790.303 | 67248.9
2037-38 | 0 | 0 | 12314.118 | 11446.66 | 29090.72 | 17133.74 | 189778.18 | 67238.4738 | 70337.27
2038-39 | 0 | 0 | 9035.2129 | 13306.28 | 29393.34 | 18642.26 | 195890.63 | 67480.3063 | 73532.66
2039-40 | 0 | 0 | 14594.5755 | 14118.08 | 27281.19 | 19712.99 | 194450.82 | 67977.5193 | 76943.12
2040-41 | 0 | 0 | 19315.7922 | 14340.08 | 25336.18 | 19813.23 | 193907.74 | 66892.2538 | 80036.4
2041-42 | 0 | 0 | 16966.4108 | 14216.12 | 23581.08 | 19643.49 | 197510.18 | 71611.6739 | 83126.25
2042-43 | 0 | 0 | 20376.084 | 13703.57 | 24460.61 | 22996.4 | 189529.17 | 83945.8104 | 86273.67
2043-44 | 0 | 0 | 23247.8006 | 10416.66 | 24272.3 | 24243 | 185792.31 | 94213.2941 | 89556.09
2044-45 | 0 | 0 | 24965.6922 | 13465.12 | 21484.26 | 22562.87 | 189031.81 | 88906.0808 | 92706.64
2045-46 | 0 | 0 | 10853.6419 | 14801.26 | 23564.84 | 30713.44 | 201889.83 | 97923.2674 | 96156.04
2046-47 | 0 | 0 | 13202.4846 | 12999.93 | 23087.34 | 34519.06 | 202429.71 | 100948.4318 | 99790.85
2047-48 | 0 | 0 | 12689.923 | 13023.1 | 22484.29 | 37345.96 | 205430.94 | 103016.9586 | 103687.88
2048-49 | 0 | 0 | 9067.2267 | 12559.34 | 23833.83 | 38789.7 | 208026.11 | 108491.9151 | 107341.71
2049-50 | 0 | 0 | 7209.3101 | 11946.02 | 24214.6 | 40065.64 | 205393.01 | 118228.8901 | 111085.9

## Figure 10
Figure 10 |  |  | Connection milestones, NEM (GW, 2021-22 and 2022-23)
Applications |  |  |  |  | Registrations |  |  |  | Full output achieved
Note: Wind and Solar include a small number of connections with a battery included in the connection.
Applications
FY | Battery | Other | Solar | Solar + Battery | Wind
2021-22 | 860 | 127.5 | 1734.31 | 137 | 1527.2
2022-23 | 1877.5 | 1089 | 1863 | 80 | 1936.5
Registrations
FY | Battery | Hydro | Other | Other Hybrid | Solar | Solar + Battery | Wind | Wind + Battery
2021-22 | 400 |  | 179 | 278 | 1370.87 | 10.46 | 1256.5
2022-23 | 565 | 7 | 155.5 | 77 | 1086 | 137 | 430.2 | 34
Full output achieved
FY | Battery | Hydro | Other | Other Hybrid | Solar | Solar + Battery | Wind
2021-22 | 400 |  | 179 |  | 1775 |  | 938
2022-23 | 165 | 7 | 155.5 | 743.67 | 1266.57 | 10.46 | 1799.5

## Figure 11
Figure 11 | ISP consultations

## Figure 12
Figure 12 | Three scenarios of the future for ISP modelling

## Figure 13
Figure 13 | ISP modelling methodology

## Figure 14
Figure 14 |  |  | Capacity, NEM (GW, 2009-10 to 2049-50)
Note: Flexible gas includes gas-powered generation as well as potential hydrogen and biomass capacity. “CER storage” are consumer energy resources such as batteries and electric vehicles.
| 2008-09 | 2009-10 | 2010-11 | 2011-12 | 2012-13 | 2013-14 | 2014-15 | 2015-16 | 2016-17 | 2017-18 | 2018-19 | 2019-20 | 2020-21 | 2021-22 | 2022-23 | 2023-24 | 2024-25 | 2025-26 | 2026-27 | 2027-28 | 2028-29 | 2029-30 | 2030-31 | 2031-32 | 2032-33 | 2033-34 | 2034-35 | 2035-36 | 2036-37 | 2037-38 | 2038-39 | 2039-40 | 2040-41 | 2041-42 | 2042-43 | 2043-44 | 2044-45 | 2045-46 | 2046-47 | 2047-48 | 2048-49 | 2049-50
Black coal | 21775 | 21715 | 21715 | 21435 | 21243 | 20993 | 19373 | 19373 | 19373 | 19373 | 19373 | 19373 | 19373 | 19373 | 18823 | 16435 | 16435 | 13555 | 13555 | 12240 | 10555 | 8650 | 6705 | 5740 | 4660 | 3016 | 1420 | 1420 | 690 | 0 | 0 | 0 | 0 | 0 | 0 | 0 | 0 | 0 | 0 | 0 | 0 | 0
Brown coal | 8013 | 8013 | 8013 | 8013 | 8013 | 8013 | 8013 | 7848 | 6855 | 5095 | 5095 | 5095 | 5095 | 5095 | 5095 | 4820 | 4820 | 4820 | 4820 | 4240 | 2790 | 2790 | 2790 | 2210 | 2210 | 0 | 0 | 0 | 0 | 0 | 0 | 0 | 0 | 0 | 0 | 0 | 0 | 0 | 0 | 0 | 0 | 0
Mid-merit gas | 4654 | 4834 | 4834 | 4834 | 4834 | 4834 | 4834 | 4834 | 4834 | 4834 | 4834 | 4834 | 4594 | 4474 | 4354 | 4254.9 | 4254.9 | 4254.9 | 3274.9 | 3066.9 | 3066.9 | 3066.9 | 3066.9 | 3066.9 | 3066.9 | 3066.9 | 3066.9 | 3066.9 | 2681.9 | 2152.9 | 2152.9 | 1508.5 | 1508.5 | 1508.5 | 1508.5 | 1068.5 | 1068.5 | 424 | 180 | 180 | 180 | 180
Flexible gas | 5939 | 5962 | 6306 | 6306 | 6306 | 6306 | 7010 | 7146 | 7269 | 7269 | 7479 | 7479 | 7657 | 7750 | 7577 | 8282.559 | 8282.559 | 8482.559 | 8682.559 | 8682.559 | 8682.559 | 8682.559 | 8830.059 | 8860.059 | 8583.199 | 9951.199 | 10589.2229 | 10934.607 | 11524.199 | 13909.199 | 14969.199 | 14794.199 | 14674.199 | 14674.199 | 14580.199 | 15181.0563 | 18760.8955 | 18637.6955 | 18074.9812 | 17490.9812 | 17568.7484 | 17049.7484
Hydro | 8153 | 8153 | 8153 | 8153 | 8153 | 8153 | 8153 | 8153 | 8153 | 8153 | 8153 | 8153 | 8153 | 8153 | 8153 | 6818.12 | 6818.12 | 6818.12 | 6818.12 | 6818.12 | 6818.12 | 7208.12 | 7208.12 | 7208.12 | 7208.12 | 7208.12 | 7208.12 | 7208.12 | 7208.12 | 7121.72 | 7121.72 | 7121.72 | 7121.72 | 7121.72 | 7055.72 | 7055.72 | 7055.72 | 7055.72 | 7055.72 | 7055.72 | 7055.72 | 7055.72
Utility storage | 817 | 817 | 817 | 817 | 817 | 817 | 817 | 817 | 967 | 1052 | 1077 | 1077 | 1555 | 1571 | 2317 | 1501.2 | 3633.84 | 7981.1442 | 8431.1442 | 8707.2444 | 10906.1644 | 12727.0004 | 14960.3827 | 16462.0087 | 16632.6228 | 16864.6228 | 18731.0272 | 18617.4417 | 18743.8413 | 18857.4273 | 18638.8414 | 18638.8414 | 18638.8414 | 18326.8415 | 18276.8416 | 17908.9234 | 17267.7675 | 13326.7331 | 12864.1374 | 12655.5596 | 12930.2245 | 12889.6445
Coordinated CER storage | [16 empty] | 465.2902 | 865.1398 | 1338.8408 | 1937.1426 | 2620.4451 | 3743.8874 | 4770.5792 | 5846.4555 | 7042.298 | 8361.489 | 9839.4935 | 11464.7489 | 12977.4194 | 14627.4357 | 16413.6581 | 18060.1322 | 19750.714 | 21472.4509 | 23272.1116 | 25126.7319 | 27101.7678 | 29164.2065 | 31151.9197 | 33201.6766 | 35298.2059 | 37297.1444
Passive CER storage | [16 empty] | 1026.7851 | 1434.6788 | 1798.3516 | 2148.6049 | 2439.9802 | 2825.589 | 3273.192 | 3688.6152 | 4094.3793 | 4491.9036 | 4888.3217 | 5284.4391 | 5584.992 | 5880.2881 | 6156.0939 | 6351.5587 | 6499.6072 | 6620.7486 | 6708.9065 | 6769.5487 | 6827.6668 | 6886.0221 | 6890.1006 | 6892.7872 | 6852.4034 | 6778.0103
Offshore wind | 0 | 0 | 0 | 0 | 0 | 0 | 0 | 0 | 0 | 0 | 0 | 0 | 0 | 0 | 0 | 0 | 0 | 0 | 0 | 0 | 0 | 0 | 1000 | 2000 | 2666.6667 | 3333.3333 | 4000 | 5000 | 6000 | 7000 | 8000 | 9000 | 9000 | 9000 | 9000 | 9000 | 9000 | 9000 | 9000 | 9000 | 9000 | 9000
Onshore wind | 481 | 1903 | 2114 | 2554 | 3284 | 3503 | 3609 | 3952 | 4636 | 5598 | 6638 | 8385 | 9281 | 10095 | 10469 | 11579.653 | 12941.393 | 14739.595 | 22597.9257 | 27366.5394 | 34061.4962 | 39638.7571 | 41876.1888 | 43763.1213 | 45357.1971 | 46079.2457 | 52509.194 | 53491.4453 | 53412.5512 | 53349.5432 | 52568.0632 | 52049.3632 | 51361.3832 | 51175.0732 | 51542.9624 | 50831.7279 | 51024.2422 | 57459.8383 | 57801.8762 | 57404.3762 | 60943.8637 | 61367.6713
Utility solar | 0 | 0 | 0 | 0 | 0 | 102 | 155 | 211 | 318 | 2046 | 3071 | 4829 | 6042 | 7468 | 7923 | 9151.5468 | 9672.5268 | 11143.9868 | 12391.5498 | 12491.2975 | 13212.8132 | 17354.5277 | 19846.4568 | 21061.9607 | 21910.6788 | 23222.0186 | 25236.9746 | 27208.9341 | 29501.1565 | 29452.6565 | 29302.6265 | 29449.2272 | 29922.7253 | 32767.8761 | 38971.063 | 41772.1441 | 46009.6629 | 48884.7786 | 48765.4806 | 50614.9461 | 52911.1491 | 55489.9642
Rooftop solar and other distributed solar | 48.7574 | 216.861 | 927.2292 | 1654.6588 | 2485.1079 | 3202.3068 | 3871.5975 | 4452.4811 | 5238.8493 | 6539.8235 | 8324.8494 | 10796.9715 | 13879.8689 | 16475.0758 | 19192.7047 | 21308.1941 | 23481.9123 | 25655.6307 | 27915.6045 | 30593.118 | 33321.8 | 36061.942 | 38515.1395 | 40888.6865 | 43439.3295 | 45834.5735 | 48326.8475 | 50769.207 | 53107.711 | 55428.2045 | 57785.07 | 60155.3295 | 62437.2545 | 64778.106 | 67027.776 | 69285.5375 | 71808.1875 | 74544.509 | 77217.9095 | 80001.295 | 82839.644 | 85741.994
Dispatchable capacity | 49351 | 49494 | 49838 | 49558 | 49366 | 49116 | 48200 | 48171 | 47451 | 45776 | 46011 | 46011 | 46427 | 46416 | 46319 | 42111.779 | 45663.4892 | 47777.6531 | 47976.524 | 46895.526 | 46868.3885 | 48505.0369 | 50123.1409 | 51342.7232 | 51508.6098 | 50631.8208 | 53073.8536 | 54989.0676 | 56166.5396 | 59071.3921 | 61749.9484 | 62623.6626 | 64249.8745 | 65706.7914 | 67347.5422 | 69041.9115 | 73985.2708 | 71374.6651 | 72124.5983 | 73415.5373 | 75903.5289 | 77376.1173
Demand-side participation | [16 empty] | 953.78 | 1000.79 | 1055.96 | 1203.56 | 1429.2 | 1636.57 | 1792.1 | 1949.18 | 2105.47 | 2163.49 | 2219.09 | 2277.25 | 2341.06 | 2402.71 | 2453.63 | 2500.27 | 2555.9 | 2603.08 | 2654.17 | 2700.98 | 2730.62 | 2766.31 | 2797.84 | 2831.6 | 2870.63 | 2903.86
Progressive Change | [16 empty] | 89730.0851 | 96389.37 | 105517.8368 | 112149.2334 | 119616.6891 | 122559.4926 | 125579.2811 | 129465.9394 | 130676.5109 | 131942.1426 | 136986.9557 | 140234.884 | 141301.7006 | 143009.7519 | 144037.9704 | 145184.3869 | 146566.5785 | 151967.6851 | 154822.9473 | 158605.531 | 162062.6312 | 157882.0025 | 158621.9827 | 160837.5046 | 168145.2938 | 175368.6968
Step Change | [16 empty] | 92786.1064 | 100751.5443 | 112679.9556 | 119495.0859 | 129904.478 | 144385.8527 | 154634.118 | 162745.107 | 168976.8611 | 173592.8955 | 188035.1914 | 196743.093 | 203772.9503 | 210182.0843 | 215561.802 | 219629.1411 | 223470.8445 | 230048.5952 | 240598.25 | 246700.8697 | 258655.0302 | 268149.8132 | 271799.9651 | 277328.9419 | 288450.589 | 295753.7572
Green Energy Exports | [16 empty] | 93259.0576 | 102680.2484 | 130066.6304 | 144030.7378 | 163970.3235 | 190692.3235 | 218881.0391 | 233667.2804 | 247982.1624 | 258201.3515 | 271196.0954 | 284761.6827 | 298233.5981 | 307216.0016 | 313792.3092 | 332945.7223 | 357837.797 | 377366.5773 | 397160.0869 | 420705.6472 | 459129.8064 | 469698.5419 | 486843.4497 | 500598.9361 | 524568.1389 | 571059.987

## Figure 15
Figure 15 | Coal capacity, NEM (GW, 2009-10 to 2049-50)
Please refer to Figure 1

## Figure 16
Figure 16 |  |  | Share of generation from renewable sources, NEM (2017-18 to 2049-50)
VRE penetration | 2017-18 | 2018-19 | 2019-20 | 2020-21 | 2021-22 | 2022-23 | 2023-24 | 2024-25 | 2025-26 | 2026-27 | 2027-28 | 2028-29 | 2029-30 | 2030-31 | 2031-32 | 2032-33 | 2033-34 | 2034-35 | 2035-36 | 2036-37 | 2037-38 | 2038-39 | 2039-40 | 2040-41 | 2041-42 | 2042-43 | 2043-44 | 2044-45 | 2045-46 | 2046-47 | 2047-48 | 2048-49 | 2049-50
Actual | 2017-18: 15.56%; 2018-19: 20.92%; 2019-20: 24.42%; 2020-21: 28.07%; 2021-22: 32.66%; 2022-23: 36.7%; 2023-24: 42.3%
Estimate | 2023-24: 42.3%; 2024-25: 47.9%
Step Change | [7 empty] | 48.38% | 53.9% | 62.73% | 69.14% | 75.57% | 82% | 85.04% | 88.57% | 89.32% | 92.43% | 95.55% | 95.76% | 95.49% | 97.05% | 97.91% | 96.6% | 95.39% | 96.14% | 95.43% | 94.79% | 94.53% | 97.88% | 97.31% | 97.45% | 98.35% | 98.81%
Progressive Change | [7 empty] | 46.33% | 51.26% | 62.71% | 69.14% | 75.57% | 82% | 80.22% | 81.55% | 83.59% | 85.57% | 88.16% | 87.89% | 87.69% | 89.18% | 90.04% | 89.34% | 90.8% | 92.03% | 91.76% | 91.78% | 90.73% | 91.47% | 91.01% | 92.78% | 94.07% | 95.22%
Green Energy Exports | [7 empty] | 49% | 52.96% | 71.77% | 82.1% | 87.18% | 92.69% | 96.68% | 98.62% | 98.74% | 98.9% | 99.19% | 99.37% | 98.25% | 98.99% | 99.25% | 99.25% | 98.52% | 99.14% | 98.98% | 99.19% | 99.16% | 99.73% | 99.56% | 99.89% | 99.67% | 99.84%

## Figure 17
Figure 17 | Transmission projects in the optimal development path
Please refer to Figure 3

## Figure 18
Figure 18 |  |  | New transmission in least cost development paths (kms, 2022-23 to 2049-50)
Year | Step Change | Committed | Anticipated | Actionable | Future | Progressive Change | Green Energy Exports
2022-23 | 312 | 312 | 0 | 0 | 0 | 312 | 312
2023-24 | 624 | 624 | 0 | 0 | 0 | 624 | 624
2024-25 | 936 | 936 | 0 | 0 | 0 | 936 | 936
2025-26 | 1144 | 936 | 208 | 0 | 0 | 1144 | 1198
2026-27 | 1742 | 936 | 696 | 110 | 0 | 1667 | 1815
2027-28 | 2782 | 936 | 1184 | 646.3333 | 15.6667 | 2366 | 3180
2028-29 | 3855 | 936 | 1464 | 1423.6667 | 31.3333 | 3198 | 5006.6667
2029-30 | 4538 | 936 | 1464 | 2091 | 47 | 3810 | 6887.3333
2030-31 | 4779 | 936 | 1464 | 2332 | 47 | 4246 | 8576.3333
2031-32 | 4932.6667 | 936 | 1464 | 2332 | 200.6667 | 4341 | 9803
2032-33 | 5249 | 936 | 1464 | 2404.3333 | 444.6667 | 4487 | 10813.3333
2033-34 | 5618.6667 | 936 | 1464 | 2476.6667 | 742 | 4633 | 11267.3333
2034-35 | 5955.6667 | 936 | 1464 | 2670 | 885.6667 | 5058.3333 | 11551.6667
2035-36 | 6185 | 936 | 1464 | 2791 | 994 | 5337.6667 | 11673
2036-37 | 6361 | 936 | 1464 | 2912 | 1049 | 5707.3333 | 11794.3333
2037-38 | 6416 | 936 | 1464 | 2912 | 1104 | 5797.6667 | 12186
2038-39 | 6416 | 936 | 1464 | 2912 | 1104 | 5888 | 12655.6667
2039-40 | 6442.3333 | 936 | 1464 | 2912 | 1130.3333 | 5888 | 13271
2040-41 | 6532 | 936 | 1464 | 2912 | 1220 | 5960.3333 | 13789.3333
2041-42 | 6621.6667 | 936 | 1464 | 2912 | 1309.6667 | 6032.6667 | 14420.6667
2042-43 | 6685 | 936 | 1464 | 2912 | 1373 | 6160 | 16214.3333
2043-44 | 7037.3333 | 936 | 1464 | 2912 | 1725.3333 | 6215 | 17959
2044-45 | 7488 | 936 | 1464 | 2912 | 2176 | 6270 | 20128.3333
2045-46 | 7938.6667 | 936 | 1464 | 2912 | 2626.6667 | 6270 | 20989.6667
2046-47 | 8037 | 936 | 1464 | 2912 | 2725 | 6270 | 22701.6667
2047-48 | 8037 | 936 | 1464 | 2912 | 2725 | 6270 | 24138.3333
2048-49 | 8037 | 936 | 1464 | 2912 | 2725 | 6270 | 25041.6667
2049-50 | 8037 | 936 | 1464 | 2912 | 2725 | 6270 | 25945

## Figure 19
Figure 19 |  |  | Storage installed capacity and energy storage capacity, NEM (2024-25 to 2049-50, Step Change)
Installed capacity (GW) | 2024-25 | 2025-26 | 2026-27 | 2027-28 | 2028-29 | 2029-30 | 2030-31 | 2031-32 | 2032-33 | 2033-34 | 2034-35 | 2035-36 | 2036-37 | 2037-38 | 2038-39 | 2039-40 | 2040-41 | 2041-42 | 2042-43 | 2043-44 | 2044-45 | 2045-46 | 2046-47 | 2047-48 | 2048-49 | 2049-50
Snowy 2.0 | 0 | 0 | 0 | 0 | 2.2 | 2.2 | 2.2 | 2.2 | 2.2 | 2.2 | 2.2 | 2.2 | 2.2 | 2.2 | 2.2 | 2.2 | 2.2 | 2.2 | 2.2 | 2.2 | 2.2 | 2.2 | 2.2 | 2.2 | 2.2 | 2.2
Borumba | 0 | 0 | 0 | 0 | 0 | 0 | 0.912 | 1.998 | 1.998 | 1.998 | 1.998 | 1.998 | 1.998 | 1.998 | 1.998 | 1.998 | 1.998 | 1.998 | 1.998 | 1.998 | 1.998 | 1.998 | 1.998 | 1.998 | 1.998 | 1.998
Deep Storage | 0.24 | 0.24 | 0.24 | 0.24 | 0.24 | 0.24 | 0.69905 | 0.69905 | 0.69905 | 0.69905 | 0.92105 | 0.92105 | 1.0975 | 1.0975 | 1.0975 | 1.0975 | 1.0975 | 1.0975 | 1.0975 | 1.1666 | 1.1666 | 1.1666 | 1.1666 | 1.1666 | 1.2921 | 1.2921
Medium Storage | 0.82 | 1.2385 | 1.5885 | 1.8635 | 1.8635 | 3.5785 | 3.5385 | 3.5785 | 3.5385 | 3.5385 | 3.8104 | 3.7704 | 3.7704 | 3.8104 | 3.7704 | 3.7704 | 3.7704 | 3.7704 | 3.7704 | 3.8104 | 3.7704 | 3.8388 | 3.4488 | 3.2402 | 3.3584 | 3.4824
Shallow Storage | 2.5738 | 6.5027 | 6.6027 | 6.6038 | 6.6027 | 6.7085 | 7.6109 | 7.9865 | 8.1971 | 8.4291 | 9.8016 | 9.728 | 9.678 | 9.7516 | 9.573 | 9.573 | 9.573 | 9.261 | 9.211 | 8.7339 | 8.1327 | 4.1233 | 4.0507 | 4.0507 | 4.0818 | 3.9171
Coordinated CER Storage | 0.46529 | 0.86514 | 1.3388 | 1.9371 | 2.6204 | 3.7439 | 4.7706 | 5.8465 | 7.0423 | 8.3615 | 9.8395 | 11.4647 | 12.9774 | 14.6274 | 16.4137 | 18.0601 | 19.7507 | 21.4725 | 23.2721 | 25.1267 | 27.1018 | 29.1642 | 31.1519 | 33.2017 | 35.2982 | 37.2971
Passive CER Storage | 1.0268 | 1.4347 | 1.7984 | 2.1486 | 2.44 | 2.8256 | 3.2732 | 3.6886 | 4.0944 | 4.4919 | 4.8883 | 5.2844 | 5.585 | 5.8803 | 6.1561 | 6.3516 | 6.4996 | 6.6207 | 6.7089 | 6.7695 | 6.8277 | 6.886 | 6.8901 | 6.8928 | 6.8524 | 6.778
Energy storage (GWh) | 2024-25 | 2025-26 | 2026-27 | 2027-28 | 2028-29 | 2029-30 | 2030-31 | 2031-32 | 2032-33 | 2033-34 | 2034-35 | 2035-36 | 2036-37 | 2037-38 | 2038-39 | 2039-40 | 2040-41 | 2041-42 | 2042-43 | 2043-44 | 2044-45 | 2045-46 | 2046-47 | 2047-48 | 2048-49 | 2049-50
Snowy 2.0 | 0 | 0 | 0 | 0 | 349.98 | 349.98 | 349.98 | 349.98 | 349.98 | 349.98 | 349.98 | 349.98 | 349.98 | 349.98 | 349.98 | 349.98 | 349.98 | 349.98 | 349.98 | 349.98 | 349.98 | 349.98 | 349.98 | 349.98 | 349.98 | 349.98
Borumba | 0 | 0 | 0 | 0 | 0 | 0 | 21.888 | 47.952 | 47.952 | 47.952 | 47.952 | 47.952 | 47.952 | 47.952 | 47.952 | 47.952 | 47.952 | 47.952 | 47.952 | 47.952 | 47.952 | 47.952 | 47.952 | 47.952 | 47.952 | 47.952
Deep Storage | 6.271 | 6.271 | 6.271 | 6.271 | 6.271 | 6.271 | 28.3054 | 28.3054 | 28.3054 | 28.3054 | 33.6334 | 33.6334 | 42.1006 | 42.1006 | 42.1006 | 42.1006 | 42.1006 | 42.1006 | 42.1006 | 45.4215 | 45.4215 | 45.4215 | 45.4215 | 45.4215 | 51.4414 | 51.4414
Medium Storage | 7.7 | 9.5738 | 10.9738 | 13.1738 | 13.1738 | 26.7339 | 26.5738 | 26.7339 | 26.5738 | 26.5738 | 28.5892 | 28.4291 | 28.4291 | 28.5892 | 28.4291 | 28.4291 | 28.4291 | 28.4291 | 28.4291 | 28.5892 | 28.4291 | 28.8163 | 27.2562 | 25.5876 | 26.3729 | 27.5257
Shallow Storage | 4.1745 | 11.8897 | 11.9897 | 11.9908 | 11.9897 | 12.2109 | 14.0671 | 14.8184 | 15.1146 | 15.6195 | 18.3645 | 18.2173 | 18.1423 | 18.2895 | 17.9323 | 17.9323 | 17.9323 | 17.457 | 17.357 | 16.891 | 15.787 | 8.0085 | 7.8633 | 7.8633 | 7.9255 | 7.6022
Coordinated CER Storage | 0.93058 | 1.7303 | 2.6777 | 3.8743 | 5.2409 | 7.4878 | 10.1714 | 13.2516 | 16.8754 | 21.0478 | 25.8396 | 31.2279 | 36.6928 | 42.7343 | 49.35 | 55.9881 | 63.0163 | 70.4087 | 78.2587 | 86.5206 | 95.3251 | 104.6063 | 114.04 | 123.8995 | 134.1545 | 143.7163
Passive CER Storage | 2.2505 | 3.196 | 3.9969 | 4.7482 | 5.329 | 6.1583 | 7.0617 | 7.851 | 8.5915 | 9.2963 | 10.0855 | 10.9272 | 11.4859 | 12.0428 | 12.5305 | 12.9334 | 13.1795 | 13.3331 | 13.4166 | 13.4482 | 13.5636 | 13.7365 | 13.6926 | 13.6702 | 13.5539 | 13.4012

## Figure 20
Figure 20 |  |  | Impact of coordinated CER on average operational demand by time of day, NEM (GW, 2030 to 2050, Step Change)
| 00:00 | 00:30 | 01:00 | 01:30 | 02:00 | 02:30 | 03:00 | 03:30 | 04:00 | 04:30 | 05:00 | 05:30 | 06:00 | 06:30 | 07:00 | 07:30 | 08:00 | 08:30 | 09:00 | 09:30 | 10:00 | 10:30 | 11:00 | 11:30 | 12:00 | 12:30 | 13:00 | 13:30 | 14:00 | 14:30 | 15:00 | 15:30 | 16:00 | 16:30 | 17:00 | 17:30 | 18:00 | 18:30 | 19:00 | 19:30 | 20:00 | 20:30 | 21:00 | 21:30 | 22:00 | 22:30 | 23:00 | 23:30 | 00:00 | 00:00 | 00:30 | 01:00 | 01:30 | 02:00 | 02:30 | 03:00 | 03:30 | 04:00 | 04:30 | 05:00 | 05:30 | 06:00 | 06:30 | 07:00 | 07:30 | 08:00 | 08:30 | 09:00 | 09:30 | 10:00 | 10:30 | 11:00 | 11:30 | 12:00 | 12:30 | 13:00 | 13:30 | 14:00 | 14:30 | 15:00 | 15:30 | 16:00 | 16:30 | 17:00 | 17:30 | 18:00 | 18:30 | 19:00 | 19:30 | 20:00 | 20:30 | 21:00 | 21:30 | 22:00 | 22:30 | 23:00 | 23:30 | 00:00 | 00:00 | 00:30 | 01:00 | 01:30 | 02:00 | 02:30 | 03:00 | 03:30 | 04:00 | 04:30 | 05:00 | 05:30 | 06:00 | 06:30 | 07:00 | 07:30 | 08:00 | 08:30 | 09:00 | 09:30 | 10:00 | 10:30 | 11:00 | 11:30 | 12:00 | 12:30 | 13:00 | 13:30 | 14:00 | 14:30 | 15:00 | 15:30 | 16:00 | 16:30 | 17:00 | 17:30 | 18:00 | 18:30 | 19:00 | 19:30 | 20:00 | 20:30 | 21:00 | 21:30 | 22:00 | 22:30 | 23:00 | 23:30 | 00:00
Grid demand without CER storage | 25.5634 | 24.9206 | 24.2885 | 23.7226 | 23.2175 | 22.8697 | 22.6352 | 22.5155 | 22.5901 | 22.8164 | 23.4132 | 24.0691 | 24.7949 | 25.0271 | 24.2975 | 23.0195 | 21.4268 | 19.6459 | 18.1525 | 16.8996 | 16.004 | 15.2151 | 14.652 | 14.3862 | 14.3978 | 14.6672 | 15.0107 | 15.6435 | 16.5938 | 17.8642 | 19.4753 | 21.343 | 23.5163 | 25.9154 | 28.0465 | 29.7374 | 30.5763 | 30.8933 | 30.6572 | 30.325 | 29.9004 | 29.2985 | 28.7148 | 28.0282 | 27.4864 | 26.9214 | 26.5607 | 26.2933 | 26.2933 | 33.9125 | 33.2443 | 32.5416 | 31.8188 | 31.2049 | 30.6881 | 30.3194 | 30.0955 | 30.0425 | 30.2287 | 30.784 | 31.45 | 32.2176 | 32.3819 | 31.2124 | 29.4733 | 27.7209 | 25.757 | 24.1695 | 23.2457 | 22.73 | 22.3082 | 22.105 | 21.9805 | 21.9666 | 22.1392 | 22.0153 | 22.225 | 22.6776 | 23.5451 | 25.1691 | 27.162 | 29.6863 | 32.8139 | 35.7834 | 38.1284 | 39.2284 | 39.7432 | 39.5429 | 39.2583 | 38.9256 | 38.341 | 37.7735 | 37.0134 | 36.46 | 35.7838 | 35.3573 | 35.0712 | 35.0712 | 37.7625 | 37.2276 | 36.6651 | 36.0457 | 35.5062 | 35.0545 | 34.7085 | 34.3927 | 34.3898 | 34.5251 | 35.1445 | 35.8698 | 36.8329 | 37.1977 | 36.0042 | 34.3375 | 33.0516 | 31.5724 | 30.5502 | 30.3786 | 30.3697 | 29.8946 | 29.9918 | 29.6426 | 29.6714 | 30.0048 | 29.6433 | 29.7071 | 29.8923 | 29.8691 | 30.686 | 31.7637 | 33.9892 | 37.1543 | 40.3611 | 42.7759 | 43.7381 | 44.1773 | 43.9489 | 43.4885 | 43.1876 | 42.4119 | 41.7252 | 40.9121 | 40.3363 | 39.656 | 39.1392 | 38.9007 | 38.9007
Grid demand with CER storage | 25.5198 | 24.8845 | 24.2528 | 23.6898 | 23.1873 | 22.8375 | 22.6019 | 22.4807 | 22.5546 | 22.7806 | 23.3796 | 24.0373 | 24.7667 | 25.0075 | 24.2851 | 23.0298 | 21.4632 | 19.701 | 18.2356 | 17.0138 | 16.1456 | 15.3887 | 14.8468 | 14.5987 | 14.6032 | 14.8639 | 15.1862 | 15.8054 | 16.7278 | 17.9637 | 19.5412 | 21.3761 | 23.5317 | 25.9088 | 27.9978 | 29.6473 | 30.4363 | 30.7357 | 30.5123 | 30.1976 | 29.7706 | 29.1954 | 28.6227 | 27.9476 | 27.4353 | 26.8756 | 26.5129 | 26.245 | 26.245 | 32.9283 | 32.2308 | 31.6724 | 31.0595 | 30.5098 | 30.0345 | 29.656 | 29.4436 | 29.3331 | 29.3864 | 29.716 | 30.3697 | 31.2516 | 31.6837 | 31.0379 | 29.8209 | 28.7209 | 27.7516 | 27.1771 | 27.034 | 26.7587 | 26.4704 | 26.416 | 26.1494 | 25.9877 | 25.8902 | 25.8751 | 26.0908 | 26.2854 | 26.5936 | 27.5125 | 28.5777 | 30.3333 | 32.6111 | 34.2934 | 35.5391 | 36.1726 | 36.5935 | 36.1635 | 36.3044 | 36.0793 | 35.9098 | 35.7752 | 35.2546 | 34.8641 | 34.4177 | 33.9539 | 33.5859 | 33.5859 | 35.8712 | 35.391 | 34.9072 | 34.432 | 33.9532 | 33.5403 | 33.2515 | 32.8911 | 32.7271 | 32.7689 | 33.0627 | 33.8784 | 34.981 | 36.0305 | 36.0545 | 35.7753 | 36.4636 | 37.195 | 37.6305 | 37.8611 | 37.9111 | 37.9002 | 37.7091 | 37.4348 | 36.8758 | 36.7742 | 36.7471 | 36.7408 | 36.6914 | 36.4082 | 36.7559 | 36.3981 | 36.167 | 37.1821 | 37.6952 | 37.8213 | 37.6863 | 37.9152 | 37.3852 | 37.2614 | 37.4882 | 37.505 | 37.3629 | 37.1435 | 36.8535 | 36.5002 | 36.0852 | 35.8476 | 35.8476
Minimum of grid demand with/without CER storage | 25.5198 | 24.8845 | 24.2528 | 23.6898 | 23.1873 | 22.8375 | 22.6019 | 22.4807 | 22.5546 | 22.7806 | 23.3796 | 24.0373 | 24.7667 | 25.0075 | 24.2851 | 23.0195 | 21.4268 | 19.6459 | 18.1525 | 16.8996 | 16.004 | 15.2151 | 14.652 | 14.3862 | 14.3978 | 14.6672 | 15.0107 | 15.6435 | 16.5938 | 17.8642 | 19.4753 | 21.343 | 23.5163 | 25.9088 | 27.9978 | 29.6473 | 30.4363 | 30.7357 | 30.5123 | 30.1976 | 29.7706 | 29.1954 | 28.6227 | 27.9476 | 27.4353 | 26.8756 | 26.5129 | 26.245 | 26.245 | 32.9283 | 32.2308 | 31.6724 | 31.0595 | 30.5098 | 30.0345 | 29.656 | 29.4436 | 29.3331 | 29.3864 | 29.716 | 30.3697 | 31.2516 | 31.6837 | 31.0379 | 29.4733 | 27.7209 | 25.757 | 24.1695 | 23.2457 | 22.73 | 22.3082 | 22.105 | 21.9805 | 21.9666 | 22.1392 | 22.0153 | 22.225 | 22.6776 | 23.5451 | 25.1691 | 27.162 | 29.6863 | 32.6111 | 34.2934 | 35.5391 | 36.1726 | 36.5935 | 36.1635 | 36.3044 | 36.0793 | 35.9098 | 35.7752 | 35.2546 | 34.8641 | 34.4177 | 33.9539 | 33.5859 | 33.5859 | 35.8712 | 35.391 | 34.9072 | 34.432 | 33.9532 | 33.5403 | 33.2515 | 32.8911 | 32.7271 | 32.7689 | 33.0627 | 33.8784 | 34.981 | 36.0305 | 36.0042 | 34.3375 | 33.0516 | 31.5724 | 30.5502 | 30.3786 | 30.3697 | 29.8946 | 29.9918 | 29.6426 | 29.6714 | 30.0048 | 29.6433 | 29.7071 | 29.8923 | 29.8691 | 30.686 | 31.7637 | 33.9892 | 37.1543 | 37.6952 | 37.8213 | 37.6863 | 37.9152 | 37.3852 | 37.2614 | 37.4882 | 37.505 | 37.3629 | 37.1435 | 36.8535 | 36.5002 | 36.0852 | 35.8476 | 35.8476
Blank series | 0 | 0 | 0 | 0 | 0 | 0 | 0 | 0 | 0 | 0 | 0 | 0 | 0 | 0 | 0 | 0 | 0 | 0 | 0 | 0 | 0 | 0 | 0 | 0 | 0 | 0 | 0 | 0 | 0 | 0 | 0 | 0 | 0 | 0 | 0 | 0 | 0 | 0 | 0 | 0 | 0 | 0 | 0 | 0 | 0 | 0 | 0 | 0 | 0 | 0 | 0 | 0 | 0 | 0 | 0 | 0 | 0 | 0 | 0 | 0 | 0 | 0 | 0 | 0 | 0 | 0 | 0 | 0 | 0 | 0 | 0 | 0 | 0 | 0 | 0 | 0 | 0 | 0 | 0 | 0 | 0 | 0 | 0 | 0 | 0 | 0 | 0 | 0 | 0 | 0 | 0 | 0 | 0 | 0 | 0 | 0 | 0 | 0 | 0 | 0 | 0 | 0 | 0 | 0 | 0 | 0 | 0 | 0 | 0 | 0 | 0 | 0 | 0 | 0 | 0 | 0 | 0 | 0 | 0 | 0 | 0 | 0 | 0 | 0 | 0 | 0 | 0 | 0 | 0 | 0 | 0 | 0 | 0 | 0 | 0 | 0 | 0 | 0 | 0 | 0 | 0 | 0 | 0 | 0 | 0 | 0 | 0
Energy into CER storage | 0 | 0 | 0 | 0 | 0 | 0 | 0 | 0 | 0 | 0 | 0 | 0 | 0 | 0 | 0 | 0.010266 | 0.036358 | 0.055114 | 0.08314 | 0.11424 | 0.14161 | 0.1736 | 0.19477 | 0.21253 | 0.20539 | 0.19665 | 0.1755 | 0.1619 | 0.13401 | 0.099457 | 0.065894 | 0.033164 | 0.01542 | 0 | 0 | 0 | 0 | 0 | 0 | 0 | 0 | 0 | 0 | 0 | 0 | 0 | 0 | 0 | 0 | 0 | 0 | 0 | 0 | 0 | 0 | 0 | 0 | 0 | 0 | 0 | 0 | 0 | 0 | 0 | 0.3476 | 1.0001 | 1.9946 | 3.0076 | 3.7883 | 4.0288 | 4.1622 | 4.311 | 4.1689 | 4.0211 | 3.751 | 3.8598 | 3.8657 | 3.6078 | 3.0484 | 2.3433 | 1.4157 | 0.647 | 0 | 0 | 0 | 0 | 0 | 0 | 0 | 0 | 0 | 0 | 0 | 0 | 0 | 0 | 0 | 0 | 0 | 0 | 0 | 0 | 0 | 0 | 0 | 0 | 0 | 0 | 0 | 0 | 0 | 0 | 0.050298 | 1.4378 | 3.412 | 5.6226 | 7.0803 | 7.4825 | 7.5414 | 8.0056 | 7.7173 | 7.7922 | 7.2044 | 6.7694 | 7.1038 | 7.0337 | 6.799 | 6.5391 | 6.0698 | 4.6344 | 2.1778 | 0.02771 | 0 | 0 | 0 | 0 | 0 | 0 | 0 | 0 | 0 | 0 | 0 | 0 | 0 | 0 | 0
Energy out of CER storage | 0.04365 | 0.036132 | 0.035731 | 0.03274 | 0.030206 | 0.03225 | 0.033301 | 0.034804 | 0.035547 | 0.035728 | 0.033662 | 0.031857 | 0.02812 | 0.019593 | 0.012402 | 0 | 0 | 0 | 0 | 0 | 0 | 0 | 0 | 0 | 0 | 0 | 0 | 0 | 0 | 0 | 0 | 0 | 0 | 0.0065866 | 0.048709 | 0.09005 | 0.14005 | 0.1576 | 0.14495 | 0.12741 | 0.12984 | 0.10314 | 0.09214 | 0.08056 | 0.051059 | 0.045839 | 0.047812 | 0.04826 | 0.04826 | 0.98418 | 1.0136 | 0.86915 | 0.75929 | 0.6951 | 0.6536 | 0.6634 | 0.65194 | 0.70942 | 0.84235 | 1.068 | 1.0803 | 0.96602 | 0.69814 | 0.17456 | 0 | 0 | 0 | 0 | 0 | 0 | 0 | 0 | 0 | 0 | 0 | 0 | 0 | 0 | 0 | 0 | 0 | 0 | 0.20273 | 1.49 | 2.5893 | 3.0559 | 3.1497 | 3.3793 | 2.9538 | 2.8463 | 2.4312 | 1.9983 | 1.7588 | 1.5959 | 1.3661 | 1.4034 | 1.4853 | 1.4853 | 1.8913 | 1.8366 | 1.7579 | 1.6137 | 1.553 | 1.5142 | 1.457 | 1.5016 | 1.6627 | 1.7562 | 2.0818 | 1.9914 | 1.8519 | 1.1672 | 0 | 0 | 0 | 0 | 0 | 0 | 0 | 0 | 0 | 0 | 0 | 0 | 0 | 0 | 0 | 0 | 0 | 0 | 0 | 0 | 2.6659 | 4.9546 | 6.0518 | 6.2621 | 6.5637 | 6.2271 | 5.6993 | 4.9068 | 4.3623 | 3.7686 | 3.4828 | 3.1559 | 3.054 | 3.0532 | 3.0532

## Figure 21
Figure 21 |  |  | Storage and hydro energy balances, NEM (TWh, 2040, Step Change)
Note: Pumped hydro included as large-scale storage, not as hydro
Month | Storage Charging | Captured Hydro Inflow | Storage Generation | Hydro Generation | Storage Losses | Net Balance
Jan | 3273.677 | 371.4929 | -2909.7167 | -759.2462 | -732.3078 | -756.1008
Feb | 3027.8056 | 550.1451 | -2060.3376 | -414.8212 | -681.0365 | 421.7554
Mar | 3211.7701 | 527.6745 | -2832.0134 | -1361.4808 | -709.6816 | -1163.7312
Apr | 3013.415 | 843.929 | -2177.5381 | -832.1048 | -668.5317 | 179.1694
May | 3037.9369 | 1138.6936 | -2336.2566 | -1786.7511 | -658.2524 | -604.6296
Jun | 2481.516 | 1454.8368 | -2166.258 | -2623.5813 | -526.571 | -1380.0575
Jul | 3161.0857 | 1839.589 | -2564.0456 | -1803.3882 | -685.3093 | -52.0684
Aug | 3351.8177 | 2131.9163 | -2716.9692 | -1179.7751 | -740.3752 | 846.6146
Sep | 3648.7669 | 1638.5648 | -2598.6206 | -694.718 | -804.6791 | 1189.314
Oct | 3407.6882 | 1037.5223 | -2959.8349 | -762.5146 | -757.0203 | -34.1593
Nov | 3335.0744 | 1099.7048 | -2442.6264 | -542.7325 | -741.1167 | 708.3036
Dec | 3397.2419 | 926.5746 | -2544.0404 | -578.7426 | -761.2 | 439.8334

## Figure 22
Figure 22 |  |  | Gas-powered generation offtake, NEM (TJ/day 2014-15 and 2039-40, Step Change)
Gas-powered generation offtake
Year
Month | 2014-15 | 2022-23 | 2029-30 | 2039-40
Jul | 802.828 | 814.2209 | 220.9399 | 32.0837
| 719.256 | 582.4925 | 104.4924 | 196.1096
| 676.5765 | 394.3679 | 52.836 | 1006.2859
| 672.6575 | 546.0631 | 38.7071 | 954.0899
| 566.6571 | 777.5448 | 6.3189 | 190.2386
| 636.0715 | 769.9334 | 4.4301 | 105.3404
| 647.4698 | 600.3048 | 40.0173 | 232.411
| 641.8698 | 630.7887 | 26.7305 | 359.9811
| 660.2046 | 714.7576 | 301.6719 | 152.9499
| 702.113 | 488.4473 | 598.5417 | 31.8377
| 630.5572 | 799.054 | 896.2886 | 447.8313
| 646.4838 | 1000.5682 | 1281.3752 | 1625.5975
| 559.8789 | 900.6974 | 596.8386 | 2232.5778
| 773.4265 | 908.7545 | 329.7256 | 2543.2943
| 696.8961 | 613.5284 | 195.2984 | 1260.2097
| 578.0327 | 196.1275 | 60.1966 | 1379.3806
| 559.9965 | 221.3844 | 54.2025 | 1135.0546
| 748.0161 | 708.4771 | 82.7156 | 460.9165
| 554.0508 | 588.9388 | 85.5581 | 383.0611
| 500.5401 | 577.0498 | 101.6741 | 581.9691
| 885.0017 | 416.4221 | 125.5011 | 410.2411
| 804.436 | 294.9114 | 101.457 | 39.8191
| 632.8667 | 283.0668 | 126.2896 | 547.9743
| 570.4436 | 196.7365 | 104.5339 | 825.86
| 578.7356 | 323.3973 | 307.0415 | 690.166
| 539.3732 | 398.6546 | 406.7495 | 541.6201
| 423.705 | 471.4599 | 220.1134 | 983.3086
| 519.7738 | 563.6203 | 162.8141 | 1236.346
| 507.4452 | 530.0514 | 26.7305 | 1073.8924
| 494.3815 | 165.5988 | 28.3885 | 1007.5709
| 537.7446 | 167.9224 | 95.831 | 73.5495
Aug | 625.458 | 287.9951 | 220.8244 | 74.3155
| 615.2035 | 248.2096 | 111.6577 | 269.6394
| 607.375 | 180.4359 | 26.7305 | 980.3985
| 723.2937 | 152.0148 | 52.2165 | 679.7445
| 789.855 | 256.356 | 46.012 | 27.1774
| 678.8842 | 372.8583 | 34.7443 | 279.4514
| 696.3035 | 525.4977 | 39.7154 | 273.672
| 636.7404 | 666.1408 | 90.0739 | 41.3279
| 397.4607 | 500.6781 | 85.4263 | 45.6628
| 447.8591 | 278.2205 | 97.8762 | 148.1798
| 666.8857 | 323.7286 | 86.923 | 285.5737
| 647.5018 | 437.9062 | 26.7305 | 232.2735
| 635.706 | 339.3488 | 38.6975 | 36.6003
| 604.5215 | 202.9007 | 49.0075 | 31.446
| 523.0227 | 353.7677 | 35.8887 | 53.0535
| 415.0477 | 559.8068 | 146.2128 | 119.6932
| 399.3349 | 268.5955 | 96.5363 | 108.8586
| 644.1699 | 290.8157 | 30.4737 | 225.1074
| 687.1973 | 179.7649 | 33.4215 | 440.6976
| 628.3137 | 460.6181 | 52.0828 | 263.3144
| 623.8859 | 282.3805 | 81.1716 | 44.885
| 615.6069 | 288.6566 | 189.4761 | 41.2909
| 543.7445 | 435.0219 | 181.1174 | 191.8449
| 509.3327 | 437.4505 | 57.9319 | 1143.4557
| 701.8544 | 654.615 | 47.3328 | 1054.7184
| 739.8265 | 476.412 | 77.2657 | 482.363
| 724.1657 | 175.1217 | 131.9317 | 627.3563
| 725.8205 | 93.0978 | 203.6095 | 472.4024
| 767.7354 | 212.0906 | 196.5682 | 659.4338
| 543.6463 | 403.1323 | 117.8984 | 1437.4647
| 384.1592 | 425.9599 | 26.7305 | 1247.0953
Sep | 652.1994 | 414.4815 | 106.6796 | 532.7787
| 751.1776 | 380.9488 | 63.2801 | 26.7305
| 709.4313 | 401.8404 | 71.8316 | 39.8062
| 790.859 | 380.3381 | 113.1882 | 277.9746
| 767.0118 | 386.8908 | 26.7305 | 408.042
| 539.4161 | 355.2695 | 99.6644 | 223.3269
| 393.585 | 238.9035 | 95.5073 | 26.7305
| 453.7485 | 142.3451 | 108.5589 | 26.7305
| 471.6445 | 157.3674 | 27.2964 | 128.1229
| 515.6986 | 165.7861 | 67.7374 | 194.731
| 698.1809 | 213.0975 | 27.2964 | 31.8624
| 661.8733 | 351.9204 | 47.3349 | 74.2814
| 478.7267 | 256.0415 | 55.5511 | 60.9285
| 384.2493 | 116.5913 | 26.7305 | 56.841
| 601.6923 | 244.8933 | 26.7305 | 250.2808
| 553.8953 | 109.0932 | 103.9801 | 155.2602
| 519.5526 | 55.6001 | 51.132 | 30.5695
| 580.147 | 120.8851 | 36.248 | 37.8171
| 535.8553 | 335.2242 | 59.6146 | 48.263
| 454.0901 | 197.4204 | 78.5823 | 36.7916
| 353.8155 | 289.9144 | 140.8633 | 64.1787
| 485.3507 | 258.446 | 138.3335 | 112.0503
| 499.9102 | 190.4493 | 121.1314 | 334.9163
| 569.0532 | 160.8888 | 38.5313 | 357.5729
| 570.2309 | 202.0484 | 60.0545 | 82.4715
| 571.9312 | 273.6337 | 85.5905 | 65.5502
| 428.8104 | 197.2898 | 46.4888 | 274.359
| 283.169 | 253.699 | 46.486 | 279.4462
| 388.7548 | 191.0284 | 61.8292 | 92.6517
| 379.0302 | 193.0909 | 60.9418 | 28.5271
Oct | 451.0916 | 189.2459 | 52.862 | 1.5792
| 477.511 | 189.7926 | 85.1278 | 26.7742
| 524.9064 | 219.0901 | 8.1398 | 93.6954
| 507.5296 | 122.1688 | 23.8941 | 57.3759
| 490.577 | 263.1625 | 77.64 | 74.8688
| 453.7485 | 316.5731 | 102.3467 | 164.6926
| 578.1109 | 203.5489 | 106.7869 | 211.4331
| 616.977 | 229.5474 | 62.2963 | 134.0131
| 571.438 | 347.4343 | 102.8414 | 120.993
| 539.8157 | 246.2518 | 27.6025 | 522.4642
| 532.2485 | 166.3334 | 30.2781 | 394.8801
| 459.7991 | 270.9735 | 94.6103 | 43.8325
| 430.0072 | 250.9466 | 26.7305 | 31.6292
| 504.4771 | 177.1733 | 26.7305 | 26.7305
| 599.0722 | 196.1581 | 26.7305 | 26.7305
| 561.9081 | 161.6771 | 26.7305 | 26.7305
| 512.2666 | 154.5558 | 106.7946 | 26.7305
| 453.4968 | 175.3632 | 61.8052 | 33.8681
| 417.6563 | 176.2294 | 109.788 | 183.381
| 561.0786 | 188.2765 | 44.8379 | 390.1187
| 663.5742 | 344.3175 | 65.5785 | 153.483
| 658.6309 | 233.7374 | 116.4343 | 50.3098
| 673.9455 | 121.5804 | 60.5023 | 334.1996
| 675.6479 | 251.5222 | 96.5652 | 180.3706
| 573.9592 | 344.3551 | 95.9604 | 101.2401
| 513.6192 | 239.2022 | 118.4389 | 91.4379
| 632.7464 | 181.2647 | 98.8885 | 50.0611
| 607.2005 | 150.1271 | 94.4537 | 108.351
| 647.2843 | 149.8215 | 98.3334 | 39.3638
| 692.1135 | 99.537 | 59.3249 | 85.3432
| 620.918 | 223.9011 | 46.8874 | 209.5037
Nov | 561.3552 | 151.2183 | 26.7305 | 205.9048
| 563.7373 | 123.8669 | 26.7305 | 272.5434
| 658.6961 | 153.7624 | 35.2291 | 105.5621
| 638.9547 | 147.2636 | 47.2432 | 27.0508
| 669.1515 | 157.7163 | 127.047 | 31.8628
| 640.9728 | 110.9662 | 26.7305 | 234.2945
| 663.2764 | 222.04 | 94.4537 | 293.3538
| 573.642 | 256.5091 | 45.9618 | 94.8987
| 675.896 | 109.9845 | 53.6371 | 37.0248
| 740.1352 | 206.9384 | 50.3531 | 43.791
| 684.2664 | 231.7738 | 42.6334 | 98.2723
| 820.309 | 156.8511 | 31.2578 | 74.9261
| 800.1602 | 211.8805 | 34.8228 | 33.5003
| 792.9315 | 251.4949 | 59.1397 | 21.7186
| 700.5054 | 267.9744 | 32.9673 | 16.1355
| 677.863 | 259.1495 | 45.6966 | 316.7098
| 767.5474 | 208.9239 | 44.8184 | 131.4957
| 817.4519 | 138.6685 | 43.8847 | 73.1702
| 830.4394 | 99.6531 | 2.6478 | 31.468
| 837.2168 | 146.9908 | 3.4925 | 26.7305
| 949.0686 | 172.3005 | 12.8084 | 26.7305
| 709.2794 | 187.8367 | 26.7305 | 26.7305
| 777.7048 | 235.3247 | 26.7305 | 27.1481
| 750.856 | 225.2194 | 94.6226 | 29.2435
| 767.1893 | 200.6375 | 26.7305 | 26.7305
| 758.5722 | 121.3384 | 63.2828 | 26.7305
| 732.0146 | 113.661 | 103.4775 | 35.8107
| 752.7883 | 173.5343 | 26.7305 | 391.0398
| 720.9029 | 181.2891 | 61.9533 | 430.0087
| 719.2982 | 95.7679 | 90.374 | 32.2126
Dec | 734.4904 | 109.6826 | 39.136 | 570.2838
| 772.194 | 107.6869 | 26.7305 | 911.6484
| 779.3186 | 94.7133 | 26.7305 | 225.4779
| 818.0119 | 113.3496 | 30.9768 | 26.7305
| 743.9536 | 150.2998 | 34.2873 | 42.3134
| 581.9791 | 327.4679 | 78.5275 | 68.4139
| 581.0265 | 205.4568 | 46.6314 | 26.7305
| 779.246 | 200.5374 | 32.9756 | 32.6597
| 742.6379 | 106.6024 | 38.9822 | 26.7305
| 721.4414 | 78.4943 | 30.5542 | 26.7305
| 620.8803 | 102.5624 | 30.4884 | 108.8434
| 550.1267 | 184.7523 | 31.2627 | 70.4586
| 588.2636 | 159.3654 | 26.7305 | 26.7305
| 558.5158 | 149.2172 | 28.1031 | 26.7985
| 716.2456 | 125.2863 | 36.3761 | 26.7305
| 617.3881 | 98.0458 | 30.715 | 44.753
| 700.2176 | 64.3777 | 28.7392 | 37.943
| 621.7322 | 49.6346 | 30.5021 | 122.5124
| 563.703 | 78.8067 | 46.6765 | 45.0476
| 556.3204 | 88.715 | 29.7166 | 32.4746
| 593.6391 | 133.9368 | 34.2874 | 101.24
| 653.3335 | 109.6115 | 33.9525 | 63.6934
| 618.9074 | 111.5206 | 33.2182 | 43.4991
| 516.4177 | 100.997 | 43.5021 | 39.0968
| 476.8009 | 116.3249 | 49.5146 | 54.8449
| 475.5468 | 174.7392 | 55.4721 | 27.5592
| 391.7902 | 223.7237 | 59.8696 | 26.7305
| 336.5685 | 126.9453 | 27.2964 | 66.4208
| 355.5893 | 76.5603 | 26.7305 | 54.545
| 481.6041 | 85.8249 | 30.7983 | 30.7885
| 531.639 | 95.2347 | 47.2493 | 65.1124
Jan | 647.2444 | 184.9199 | 39.6595 | 30.99
| 837.9179 | 110.908 | 30.7472 | 39.4465
| 595.1212 | 157.7041 | 49.7907 | 35.602
| 394.4527 | 174.1183 | 26.7305 | 49.7738
| 563.6892 | 146.3807 | 94.9031 | 146.7307
| 663.0323 | 52.0345 | 26.7305 | 17.4971
| 845.1496 | 93.5565 | 26.7305 | 0
| 706.9726 | 173.1247 | 26.7305 | 17.8204
| 499.6397 | 168.5409 | 32.9549 | 88.4462
| 323.2384 | 180.2876 | 30.2808 | 196.7603
| 309.5099 | 315.9741 | 29.2385 | 110.0268
| 546.5769 | 225.225 | 2.2636 | 118.1962
| 496.538 | 273.0734 | 0 | 63.2584
| 597.5564 | 161.7167 | 55.7947 | 41.0244
| 792.1194 | 79.8105 | 153.1563 | 26.7305
| 730.5479 | 295.925 | 120.5424 | 278.5911
| 619.453 | 319.7478 | 65.1064 | 827.611
| 494.3068 | 200.3951 | 34.9348 | 899.0682
| 602.4764 | 86.859 | 26.7305 | 614.5675
| 529.1302 | 83.0494 | 30.4614 | 349.9972
| 539.4893 | 62.0883 | 35.6817 | 50.7858
| 592.52 | 91.7316 | 50.9161 | 67.1211
| 599.0238 | 152.3391 | 38.5108 | 303.4081
| 436.3192 | 167.6443 | 147.476 | 447.3753
| 515.1295 | 166.1801 | 54.7563 | 115.0849
| 575.8352 | 175.8977 | 30.6919 | 39.533
| 606.0134 | 185.9774 | 44.0927 | 61.0939
| 493.8386 | 265.6512 | 38.0079 | 63.2479
| 503.7518 | 316.3861 | 47.8608 | 26.7305
| 587.2326 | 259.2376 | 111.3492 | 59.1109
| 476.2832 | 202.8727 | 27.4057 | 243.2736
Feb | 509.8713 | 225.7401 | 26.7305 | 259.0898
| 592.7577 | 315.5288 | 44.6882 | 37.2318
| 562.4625 | 242.5947 | 26.7305 | 26.7305
| 552.1766 | 118.855 | 28.4843 | 39.1774
| 635.0978 | 123.71 | 26.7305 | 29.6726
| 723.1238 | 123.7322 | 37.845 | 26.7305
| 594.4675 | 113.8666 | 40.1712 | 26.7305
| 488.6839 | 109.8353 | 33.3186 | 26.7305
| 656.0989 | 242.0437 | 28.2695 | 26.7305
| 727.405 | 149.7867 | 46.9837 | 70.8984
| 769.8238 | 80.0488 | 58.7721 | 170.1025
| 771.0219 | 139.0716 | 50.2179 | 252.3363
| 839.9258 | 147.0737 | 77.8217 | 251.1281
| 721.8264 | 134.6732 | 26.7305 | 83.0562
| 476.8398 | 264.9371 | 26.7305 | 53.5677
| 543.2003 | 397.2424 | 36.5231 | 45.801
| 508.6177 | 203.0124 | 51.4371 | 26.7305
| 459.4123 | 136.7774 | 40.1958 | 69.3069
| 551.5735 | 112.6498 | 52.2133 | 350.0304
| 569.8794 | 172.172 | 34.1962 | 302.3093
| 530.8511 | 88.816 | 26.7305 | 153.5035
| 549.5085 | 226.1228 | 28.1334 | 52.382
| 573.8442 | 284.7371 | 26.7305 | 41.5707
| 546.2554 | 170.4536 | 30.9024 | 26.7305
| 513.8823 | 104.1488 | 65.2525 | 32.2576
| 585.2454 | 88.978 | 47.8568 | 26.7305
| 596.207 | 146.7163 | 47.2235 | 210.7
| 434.4861 | 163.8696 | 124.2778 | 73.0704
Mar | 410.6935 | 167.382 | 71.2626 | 57.1713
| 609.5065 | 178.9867 | 51.7293 | 131.5586
| 585.7424 | 162.4039 | 65.1263 | 42.7523
| 607.0198 | 217.7087 | 96.3215 | 103.744
| 585.153 | 153.7047 | 73.531 | 98.2992
| 517.1806 | 258.155 | 60.9244 | 352.2969
| 482.1867 | 224.1303 | 26.7305 | 506.2152
| 417.0972 | 247.2756 | 54.7164 | 182.7769
| 615.318 | 259.4962 | 93.0192 | 98.5193
| 687.4828 | 216.5307 | 96.5025 | 239.6138
| 724.7391 | 212.71 | 120.4077 | 713.3214
| 756.9898 | 200.7843 | 141.6977 | 476.3615
| 780.0347 | 263.218 | 93.0581 | 300.8045
| 651.6008 | 332.3233 | 73.2116 | 433.9678
| 638.3158 | 343.6657 | 41.1986 | 517.8543
| 731.0401 | 372.2079 | 0 | 625.8672
| 742.8521 | 430.8422 | 31.1423 | 355.3091
| 789.5827 | 275.1317 | 68.3355 | 279.6053
| 772.3986 | 235.1673 | 105.6216 | 623.1095
| 793.0873 | 156.3238 | 86.1284 | 592.7225
| 642.6452 | 300.2138 | 35.6208 | 818.5625
| 494.0455 | 311.7097 | 40.0242 | 801.1099
| 568.6533 | 274.0769 | 40.54 | 323.7749
| 617.0179 | 217.1434 | 32.2891 | 253.9719
| 529.6194 | 132.5961 | 38.6195 | 257.2385
| 499.5775 | 206.0611 | 73.2563 | 179.1155
| 499.3245 | 523.932 | 101.2884 | 288.2123
| 449.4028 | 484.5036 | 39.9566 | 572.5148
| 330.1624 | 286.2365 | 26.7305 | 327.2763
| 494.3231 | 342.0608 | 26.7305 | 211.5364
| 511.4228 | 264.9309 | 43.3864 | 37.7763
Apr | 459.0459 | 213.6726 | 72.2379 | 26.7305
| 411.9756 | 163.8843 | 42.5288 | 53.2269
| 407.4082 | 318.8289 | 38.8086 | 160.5956
| 424.1525 | 303.655 | 30.126 | 209.3071
| 405.4233 | 303.5668 | 26.7305 | 27.8039
| 446.5711 | 229.4746 | 46.0388 | 7.5071
| 534.0165 | 89.7383 | 49.8454 | 13.0168
| 480.3495 | 104.3425 | 95.4725 | 437.453
| 572.464 | 93.3063 | 94.5803 | 515.968
| 582.9231 | 205.6822 | 81.9842 | 82.6451
| 475.4542 | 251.252 | 33.9114 | 64.8729
| 396.1969 | 303.5282 | 66.7861 | 112.138
| 549.0458 | 296.7645 | 76.9498 | 153.7042
| 500.3483 | 184.5289 | 12.9336 | 381.4948
| 494.4543 | 172.39 | 85.6348 | 493.1363
| 531.4877 | 250.8428 | 4.932 | 65.3742
| 572.0047 | 383.3957 | 31.3439 | 43.8612
| 437.8875 | 298.4617 | 47.0134 | 28.1764
| 422.5766 | 333.1296 | 32.3846 | 8.8461
| 570.0443 | 379.4587 | 28.3243 | 53.4143
| 515.6472 | 328.461 | 26.7305 | 87.2418
| 532.2579 | 156.4187 | 26.7305 | 55.9821
| 607.3245 | 118.2063 | 45.6837 | 291.1789
| 596.2711 | 180.9501 | 75.8481 | 330.4529
| 441.9417 | 134.8341 | 37.2733 | 304.0664
| 420.7192 | 124.5511 | 26.7305 | 91.3692
| 612.6121 | 208.7455 | 29.3034 | 114.4983
| 570.0837 | 287.4362 | 15.1834 | 182.185
| 579.667 | 343.3627 | 32.4551 | 81.3596
| 537.504 | 438.6056 | 20.0605 | 293.8052
May | 559.7294 | 424.1347 | 26.7305 | 154.6223
| 364.506 | 255.9982 | 26.7305 | 60.2576
| 361.5014 | 276.5928 | 114.8046 | 55.8555
| 428.477 | 530.4456 | 99.9598 | 100.0208
| 387.7028 | 352.1539 | 55.2451 | 301.1964
| 400.5895 | 290.1097 | 137.9494 | 246.4862
| 467.644 | 309.3493 | 150.5912 | 381.4615
| 510.2205 | 465.1774 | 124.2702 | 1059.7122
| 398.9765 | 553.2057 | 129.1948 | 845.2275
| 351.5008 | 529.6688 | 94.6226 | 370.6794
| 461.2051 | 417.6745 | 32.9555 | 306.746
| 420.3273 | 392.4167 | 42.4093 | 94.8171
| 496.7218 | 192.4179 | 69.8425 | 38.9705
| 543.3756 | 233.9941 | 140.6619 | 76.4849
| 460.9602 | 353.6764 | 106.1539 | 195.7365
| 426.8712 | 465.308 | 183.1796 | 372.4693
| 487.7965 | 463.1283 | 172.3391 | 632.2793
| 565.0897 | 504.3774 | 63.6371 | 802.271
| 507.5781 | 477.691 | 26.7305 | 1098.7449
| 615.4606 | 170.9652 | 62.192 | 605.0801
| 674.1128 | 250.1584 | 153.9342 | 218.1522
| 586.6795 | 478.7405 | 219.6454 | 380.0692
| 457.982 | 524.628 | 143.8946 | 729.3338
| 484.7135 | 273.3758 | 98.5416 | 1107.9538
| 661.109 | 350.0376 | 63.8282 | 892.3389
| 542.0083 | 408.6443 | 27.7002 | 938.9887
| 425.7443 | 218.8857 | 98.313 | 749.8961
| 410.8204 | 168.137 | 94.707 | 419.5324
| 429.6539 | 347.8025 | 47.6989 | 246.1306
| 336.8483 | 419.7549 | 113.1538 | 45.9552
| 275.2781 | 262.5769 | 110.7734 | 51.5847
Jun | 481.671 | 417.3023 | 154.8906 | 89.4801
| 516.6555 | 306.6721 | 266.0543 | 714.7044
| 516.9734 | 140.2633 | 131.3621 | 1514.6311
| 447.497 | 111.0025 | 54.3155 | 1480.7287
| 550.1542 | 186.256 | 116.7875 | 382.315
| 373.2542 | 229.9259 | 270.7535 | 154.3324
| 295.8241 | 190.6673 | 185.3981 | 398.0171
| 290.3198 | 148.7592 | 213.969 | 483.6662
| 479.9757 | 225.0188 | 147.227 | 791.4278
| 503.7468 | 222.9443 | 97.6763 | 1430.1949
| 489.1602 | 238.5534 | 144.8256 | 1176.1535
| 466.4645 | 210.393 | 134.3659 | 683.5901
| 384.2673 | 202.0811 | 210.4048 | 550.2957
| 367.9988 | 247.103 | 345.0534 | 359.7793
| 668.6218 | 216.756 | 435.8073 | 647.6451
| 627.4795 | 142.2553 | 474.5178 | 1687.7232
| 693.7554 | 122.0526 | 143.3397 | 2083.9213
| 612.1669 | 131.881 | 120.5305 | 2551.7721
| 655.3442 | 395.9726 | 390.348 | 1194.1332
| 519.9795 | 675.2412 | 594.2857 | 956.0812
| 487.2312 | 513.22 | 213.4848 | 1561.8382
| 596.4594 | 405.2289 | 272.9471 | 2614.2364
| 552.1563 | 263.5265 | 276.8566 | 1516.8068
| 634.164 | 105.1646 | 119.0344 | 1860.6756
| 674.7855 | 78.8609 | 176.4018 | 1958.9686
| 616.706 | 336.2345 | 102.5162 | 1060.1349
| 542.7051 | 448.9558 | 38.5387 | 636.9925
| 541.6422 | 524.7109 | 38.4929 | 267.0558
| 655.079 | 350.6337 | 28.219 | 29.366
| 626.6293 | 228.9209 | 139.1094 | 40.546
| 0 | 318.5898 | 204.6177 | 204.6177

## Figure 23
Figure 23 |  |  | Operability through eight-day renewable drought, NEM except Queensland
Generation, storage and demand (GW)
Technology
Day Label | DateTime | Coal | Rooftop solar | Energy Storage Load | Energy Storage - Offset | Energy Storage | Gas | Hydro | Load | Utility solar | Wind | Net Imports | Exports | Exports - Offset | DSP | USE | Deep storage | Medium & shallow storage | SA Reserve | SA Outages | VIC Reserve | VIC Outages
| 2040-06-19 | 0 | 0 | -0.64695 | 0.64695 | 0 | 4.4037 | 2.6532 | 25.0432 | 0 | 19.603 | 0 | 0.4925 | -0.4925 | 0 | 0 | 35.0585 | 8.6301 | 2190.3678 | 173.1475 | 10797.47 | 255
| 2040-06-19 00:30 | 0 | 0 | -0.88316 | 0.88316 | 0 | 3.8538 | 3.1393 | 24.5431 | 0 | 19.4157 | 0 | 0.4925 | -0.4925 | 0 | 0 | 35.149 | 9.1198 | 2189.3446 | 173.1475 | 10806.47 | 255
| 2040-06-19 01:00 | 0 | 0 | -0.64682 | 0.64682 | 0 | 3.564 | 3.1332 | 24.1334 | 0 | 19.0509 | 0 | 0.4925 | -0.4925 | 0 | 0 | 35.149 | 9.5896 | 2381.3538 | 173.1475 | 10806.47 | 255
| 2040-06-19 01:30 | 0 | 0 | -0.5874 | 0.5874 | 0 | 3.8328 | 2.621 | 23.6695 | 0 | 18.761 | 0 | 0.4925 | -0.4925 | 0 | 0 | 35.2847 | 9.8854 | 2543.723 | 173.1475 | 10777.8804 | 350
| 2040-06-19 02:00 | 0 | 0 | -0.27867 | 0.27867 | 0 | 3.2995 | 2.63 | 23.2322 | 0 | 18.5541 | 0 | 0.4925 | -0.4925 | 0 | 0 | 35.4204 | 9.971 | 2738.2604 | 173.1475 | 10849.4678 | 350
| 2040-06-19 02:30 | 0 | 0 | 0 | 0 | 0 | 2.9023 | 2.667 | 22.8092 | 0 | 18.2522 | 0 | 0.4925 | -0.4925 | 0 | 0 | 35.5109 | 9.9849 | 2946.5628 | 190.6475 | 10813.5862 | 350
| 2040-06-19 03:00 | 0 | 0 | 0 | 0 | 0 | 2.3767 | 3.1854 | 22.4608 | 0 | 17.9024 | 0 | 0.4925 | -0.4925 | 0 | 0 | 35.6466 | 9.9849 | 2878.591 | 190.6475 | 10613.879 | 350
| 2040-06-19 03:30 | 0 | 0 | 0 | 0 | 0 | 2.3296 | 2.7488 | 22.2208 | 0 | 18.1427 | 0 | 0.4925 | -0.4925 | 0 | 0 | 35.6919 | 9.9849 | 2848.5521 | 190.6475 | 10735.6906 | 350
| 2040-06-19 04:00 | 0 | 0 | -0.2 | 0.2 | 0 | 3.0061 | 2.9617 | 22.0799 | 0 | 17.3132 | 0 | 0.4925 | -0.4925 | 0 | 0 | 35.8276 | 9.9849 | 2774.6468 | 190.6475 | 10489.0855 | 255
| 2040-06-19 04:30 | 0 | 0 | 0 | 0 | 0 | 3.6675 | 3.4189 | 22.1286 | 0 | 16.0175 | 0 | 0.4925 | -0.4925 | 0 | 0 | 35.918 | 9.9849 | 2669.055 | 190.6475 | 9943.57 | 255
| 2040-06-19 05:00 | 0 | 0 | 0 | 0 | 0 | 4.3471 | 3.3553 | 22.4395 | 0 | 15.7418 | 0 | 0.4925 | -0.4925 | 0 | 0 | 36.0085 | 9.9849 | 2678.5325 | 190.6475 | 10077.1988 | 255
| 2040-06-19 05:30 | 0 | 0 | 0 | 0 | 0 | 4.851 | 3.5315 | 22.9489 | 0 | 14.9762 | 0.095 | 0 | 0 | 0 | 0 | 36.0085 | 9.9849 | 2603.4468 | 190.6475 | 9687.2678 | 255
| 2040-06-19 06:00 | 0 | 0 | -0.2 | 0.2 | 0.14337 | 5.3056 | 3.9765 | 24.1439 | 0 | 14.8582 | 0.6325 | 0 | 0 | 0 | 0 | 36.099 | 9.9182 | 2383.9692 | 190.6475 | 9331.6245 | 255
| 2040-06-19 06:30 | 0 | 0.019048 | 0 | 0 | 1.402 | 5.4363 | 4.4234 | 25.8686 | 0 | 14.4799 | 0.6325 | 0 | 0 | 0 | 0 | 36.1895 | 9.3617 | 2174.3628 | 190.6475 | 8693.3608 | 255
| 2040-06-19 07:00 | 0 | 0.30803 | -0.2 | 0.2 | 1.8946 | 5.9847 | 4.503 | 27.4375 | 0.24121 | 14.5962 | 0.6325 | 0 | 0 | 0 | 0 | 36.2347 | 8.3365 | 1749.3608 | 190.6475 | 8144.9941 | 255
| 2040-06-19 07:30 | 0 | 1.5186 | 0 | 0 | 0.94082 | 5.9406 | 4.5342 | 28.9245 | 0.94213 | 14.7984 | 0.76684 | 0 | 0 | 0 | 0 | 36.28 | 8.1347 | 1310.8808 | 190.6475 | 8242.3887 | 255
| 2040-06-19 08:00 | 0 | 3.8323 | -0.2 | 0.2 | 0 | 4.3375 | 4.568 | 29.876 | 2.2091 | 14.0641 | 1.6075 | 0 | 0 | 0 | 0 | 36.3704 | 8.1347 | 1402.2371 | 190.6475 | 8380.2427 | 255
| 2040-06-19 08:30 | 0 | 6.0982 | -0.2 | 0.2 | 0 | 1.3363 | 3.8599 | 30.5956 | 3.653 | 13.7419 | 2.859 | 0 | 0 | 0 | 0 | 36.5998 | 8.1347 | 2214.145 | 190.6475 | 9443.17 | 255
| 2040-06-19 09:00 | 0 | 8.3008 | -2.365 | 2.365 | 0 | 0.81985 | 3.1104 | 31.3655 | 5.5825 | 13.86 | 2.9211 | 0 | 0 | 0 | 0 | 37.2557 | 8.1347 | 2576.262 | 190.6475 | 10430.3122 | 255
| 2040-06-19 09:30 | 0 | 10.033 | -2.8151 | 2.8151 | 0 | 0.6 | 2.5502 | 32.4027 | 6.7871 | 13.7852 | 2.095 | 0 | 0 | 0 | 0 | 37.8664 | 8.2798 | 3013.6525 | 190.6475 | 10946.5342 | 255
| 2040-06-19 10:00 | 0 | 10.9942 | -3.4316 | 3.4316 | 0 | 0.6 | 2.523 | 33.0109 | 6.707 | 14.2469 | 2.095 | 0 | 0 | 0 | 0 | 38.4772 | 8.9153 | 3013.6525 | 190.6475 | 11150.147 | 255
| 2040-06-19 10:30 | 0 | 12.812 | -5.3796 | 5.3796 | 0 | 0.5 | 2.514 | 33.8901 | 7.4574 | 14.8906 | 1.6075 | 0 | 0 | 0 | 0 | 39.2688 | 10.7429 | 3013.6525 | 190.6475 | 10574.2959 | 255
| 2040-06-19 11:00 | 0 | 13.6587 | -5.3903 | 5.3903 | 0 | 0.5 | 2.393 | 34.3552 | 7.3166 | 14.834 | 1.6075 | 0 | 0 | 0 | 0 | 40.0202 | 12.6775 | 2985.0203 | 190.6475 | 10698.2996 | 440
| 2040-06-19 11:30 | 0 | 13.3294 | -6.0725 | 6.0725 | 0 | 0.5 | 2.393 | 34.1339 | 7.1555 | 15.6925 | 1.6075 | 0 | 0 | 0 | 0 | 40.7214 | 14.9951 | 3013.6525 | 190.6475 | 10198.2934 | 440
2040-06-19 12:00 | 2040-06-19 12:00 | 0 | 13.8694 | -6.859 | 6.859 | 0 | 0.5 | 2.3997 | 34.1781 | 6.8577 | 16.3785 | 1.6075 | 0 | 0 | 0 | 0 | 41.3774 | 18.0416 | 3013.6525 | 190.6475 | 10562.0725 | 440
| 2040-06-19 12:30 | 0 | 13.457 | -7.6426 | 7.6426 | 0 | 0.5 | 2.3451 | 33.6863 | 6.6386 | 17.3298 | 1.6075 | 0 | 0 | 0 | 0 | 42.0333 | 21.6418 | 2853.6525 | 190.6475 | 10583.0725 | 440
| 2040-06-19 13:00 | 0 | 12.048 | -7.9137 | 7.9137 | 0 | 0.5 | 2.3043 | 32.7358 | 6.3092 | 18.347 | 1.6075 | 0 | 0 | 0 | 0 | 42.7345 | 25.3226 | 3013.6525 | 190.6475 | 10009.7706 | 440
| 2040-06-19 13:30 | 0 | 11.383 | -8.6745 | 8.6745 | 0 | 0.5 | 2.294 | 31.9109 | 6.0043 | 18.944 | 2.095 | 0 | 0 | 0 | 0 | 43.4357 | 29.4009 | 2853.6525 | 190.6475 | 10398.2725 | 440
| 2040-06-19 14:00 | 0 | 9.967 | -8.3777 | 8.3777 | 0 | 0.5 | 2.294 | 30.9082 | 6.119 | 19.2518 | 1.7158 | 0 | 0 | 0 | 0 | 44.0917 | 33.3646 | 2853.6525 | 190.6475 | 10385.949 | 440
| 2040-06-19 14:30 | 0 | 8.6041 | -8.1911 | 8.1911 | 0 | 0.5 | 2.294 | 30.1386 | 6.303 | 19.4832 | 1.6075 | 0 | 0 | 0 | 0 | 44.7928 | 37.2559 | 3013.6525 | 190.6475 | 9897.8725 | 440
| 2040-06-19 15:00 | 0 | 7.5629 | -7.9091 | 7.9091 | 0 | 0.5 | 2.315 | 29.6605 | 6.7354 | 19.3113 | 1.6075 | 0 | 0 | 0 | 0 | 45.4488 | 40.9488 | 3013.6525 | 190.6475 | 9876.8725 | 440
| 2040-06-19 15:30 | 0 | 6.394 | -5.1241 | 5.1241 | 0 | 0.99842 | 2.2968 | 29.3635 | 5.2651 | 19.7073 | 0.40621 | 0 | 0 | 0 | 0 | 46.1047 | 42.8692 | 3385.7969 | 190.6475 | 10895.9012 | 440
| 2040-06-19 16:00 | 0 | 4.2538 | -1.8614 | 1.8614 | 0 | 1.345 | 2.294 | 29.4596 | 3.8399 | 19.9795 | 0.18922 | 0 | 0 | 0 | 0 | 46.1952 | 43.4865 | 3147.3208 | 190.6475 | 10898.6725 | 440
| 2040-06-19 16:30 | 0 | 2.0026 | -0.28876 | 0.28876 | 0 | 4.3409 | 3.2221 | 29.823 | 1.174 | 20.2911 | 0 | 0.4925 | -0.4925 | 0 | 0 | 46.3309 | 43.539 | 2229.5488 | 190.6475 | 9612.8377 | 440
| 2040-06-19 17:00 | 0 | 0.45026 | 0 | 0 | 0 | 5.9587 | 3.3928 | 30.5808 | 0.12242 | 20.3313 | 0.6325 | 0 | 0 | 0 | 0 | 46.448 | 43.5354 | 1103.532 | 190.6475 | 8176.2592 | 440
| 2040-06-19 17:30 | 0 | 0.013132 | -0.131 | 0.131 | 1.1462 | 6.0976 | 3.8327 | 31.4848 | 0.0043857 | 20.1199 | 0.6325 | 0 | 0 | 0 | 0 | 46.4777 | 43.1352 | 635.05 | 190.6475 | 7439.896 | 440
| 2040-06-19 18:00 | 0 | 0 | 0 | 0 | 1.0554 | 6.2757 | 4.0553 | 31.7637 | 0 | 19.9763 | 0.6325 | 0 | 0 | 0 | 0 | 46.4777 | 42.5378 | 635.05 | 190.6475 | 6991.1607 | 440
| 2040-06-19 18:30 | 0 | 0 | -0.2 | 0.2 | 1.623 | 6.1989 | 3.9869 | 31.6882 | 0 | 19.6745 | 0.6325 | 0 | 0 | 0 | 0 | 46.6586 | 41.5975 | 635.05 | 190.6475 | 7067.9577 | 440
| 2040-06-19 19:00 | 0 | 0 | -0.2 | 0.2 | 2.312 | 6.0662 | 3.9325 | 31.2507 | 0 | 18.7358 | 0.6325 | 0 | 0 | 0 | 0 | 46.7943 | 40.2292 | 635.05 | 221.4475 | 7287.2329 | 440
| 2040-06-19 19:30 | 0 | 0 | -0.079987 | 0.079987 | 3.3909 | 6.0662 | 3.3844 | 30.9049 | 0 | 17.7204 | 0.6325 | 0 | 0 | 0 | 0 | 46.8848 | 37.8344 | 635.05 | 221.4475 | 7543.9285 | 440
| 2040-06-19 20:00 | 0 | 0 | -0.2 | 0.2 | 3.1242 | 6.0662 | 3.2169 | 30.5064 | 0 | 17.8864 | 0.6325 | 0 | 0 | 0 | 0 | 47.0658 | 35.9251 | 635.05 | 221.4475 | 7704.493 | 440
| 2040-06-19 20:30 | 0 | 0 | -0.2 | 0.2 | 2.667 | 6.0662 | 3.037 | 29.9949 | 0 | 18.0161 | 0.6325 | 0 | 0 | 0 | 0 | 47.2015 | 34.385 | 435.408 | 221.4475 | 7677.6534 | 440
| 2040-06-19 21:00 | 0 | 0 | 0 | 0 | 2.1285 | 6.0662 | 3.1251 | 29.3087 | 0 | 17.5979 | 0.6325 | 0 | 0 | 0 | 0 | 47.1884 | 33.0361 | 335.05 | 221.4475 | 7411.6717 | 705
| 2040-06-19 21:30 | 0 | 0 | -0.23521 | 0.23521 | 1.2918 | 6.0662 | 2.9395 | 28.3815 | 0 | 17.9531 | 0.6325 | 0 | 0 | 0 | 0 | 47.3241 | 32.3224 | 335.05 | 221.4475 | 7547.6715 | 705
| 2040-06-19 22:00 | 0 | 0 | -0.036931 | 0.036931 | 1.0551 | 5.7662 | 3.0962 | 27.7788 | 0 | 17.5868 | 0.6325 | 0 | 0 | 0 | 0 | 47.4347 | 31.8422 | 335.05 | 221.4475 | 7806.6534 | 705
| 2040-06-19 22:30 | 0 | 0 | -0.2 | 0.2 | 0.35715 | 5.7662 | 3.2551 | 26.6832 | 0 | 17.2258 | 0.6325 | 0 | 0 | 0 | 0 | 47.6609 | 31.6589 | 335.05 | 221.4475 | 7885.8615 | 705
| 2040-06-19 23:00 | 0 | 0 | -0.29402 | 0.29402 | 0.24664 | 5.7662 | 3.053 | 26.4381 | 0 | 17.3408 | 0.6325 | 0 | 0 | 0 | 0 | 47.8419 | 31.5491 | 291.9713 | 221.4475 | 7615.414 | 800
| 2040-06-19 23:30 | 0 | 0 | -0.36275 | 0.36275 | 0.13749 | 5.7662 | 3.25 | 26.0799 | 0 | 16.9505 | 0.6325 | 0 | 0 | 0 | 0 | 47.9167 | 31.5665 | 259.8346 | 221.4475 | 7556.2887 | 800
| 2040-06-20 | 0 | 0 | -0.59602 | 0.59602 | 0 | 5.624 | 3.7485 | 25.4436 | 0 | 16.9528 | 0.045 | 0 | 0 | 0 | 0 | 48.5953 | 31.7407 | 197.2734 | 221.4475 | 7490.8685 | 800
| 2040-06-20 00:30 | 0 | 0 | -0.36434 | 0.36434 | 0 | 5.5042 | 3.659 | 24.8467 | 0 | 16.4803 | 0 | 0.12633 | -0.12633 | 0 | 0 | 49.2739 | 31.8319 | 249.1725 | 221.4475 | 7580.1422 | 800
| 2040-06-20 01:00 | 0 | 0 | -1.1577 | 1.1577 | 0 | 5.2951 | 3.75 | 24.1178 | 0 | 17.0611 | 0 | 0.4675 | -0.4675 | 0 | 0 | 50.0655 | 32.0557 | 367.7635 | 221.4475 | 7847.0916 | 800
| 2040-06-20 01:30 | 0 | 0 | -1.075 | 1.075 | 0 | 4.4996 | 3.6703 | 23.4157 | 0 | 17.1576 | 0 | 0.4675 | -0.4675 | 0 | 0 | 50.8572 | 32.297 | 435.1078 | 221.4475 | 7879.4976 | 800
| 2040-06-20 02:00 | 0 | 0 | -0.9915 | 0.9915 | 0 | 3.9245 | 3.7105 | 22.6954 | 0 | 16.8701 | 0 | 0.4675 | -0.4675 | 0 | 0 | 51.6489 | 32.4457 | 503.0755 | 221.4475 | 7825.0773 | 800
| 2040-06-20 02:30 | 0 | 0 | -1.0388 | 1.0388 | 0 | 3.6646 | 3.75 | 22.0962 | 0 | 16.5849 | 0 | 0.4675 | -0.4675 | 0 | 0 | 52.4405 | 32.5831 | 528.353 | 221.4475 | 8003.4015 | 800
| 2040-06-20 03:00 | 0 | 0 | -0.96876 | 0.96876 | 0 | 3.308 | 3.75 | 21.673 | 0 | 16.4308 | 0 | 0.4675 | -0.4675 | 0 | 0 | 53.2322 | 32.726 | 604.8191 | 221.4475 | 7970.5156 | 800
| 2040-06-20 03:30 | 0 | 0 | -1.1038 | 1.1038 | 0 | 3.5791 | 3.75 | 21.3998 | 0 | 15.9889 | 0 | 0.4675 | -0.4675 | 0 | 0 | 54.0239 | 33.0595 | 718.1731 | 221.4475 | 7878.9348 | 800
| 2040-06-20 04:00 | 0 | 0 | -1.0286 | 1.0286 | 0 | 3.8718 | 3.75 | 21.2422 | 0 | 15.4384 | 0 | 0.4675 | -0.4675 | 0 | 0 | 54.8155 | 33.1881 | 839.3986 | 221.4475 | 7834.5099 | 800
| 2040-06-20 04:30 | 0 | 0 | -0.91802 | 0.91802 | 0 | 3.9583 | 3.75 | 21.3233 | 0 | 15.386 | 0 | 0.4675 | -0.4675 | 0 | 0 | 55.6072 | 33.293 | 862.6492 | 221.4475 | 7785.4604 | 800
| 2040-06-20 05:00 | 0 | 0 | -0.9446 | 0.9446 | 0 | 4.8641 | 3.75 | 21.8247 | 0 | 14.9637 | 0 | 0.4675 | -0.4675 | 0 | 0 | 56.3989 | 33.3951 | 860.8653 | 221.4475 | 7669.4779 | 800
| 2040-06-20 05:30 | 0 | 0 | -0.7 | 0.7 | 0 | 5.6092 | 4.0952 | 22.706 | 0 | 14.3621 | 0 | 0.39444 | -0.39444 | 0 | 0 | 57.1905 | 33.3951 | 830.4534 | 221.4475 | 7261.2556 | 800
| 2040-06-20 06:00 | 0 | 0 | -0.27177 | 0.27177 | 0 | 5.9372 | 4.042 | 24.6138 | 0 | 14.7012 | 0.39049 | 0 | 0 | 0 | 0 | 57.8206 | 33.3582 | 777.9804 | 221.4475 | 6546.25 | 800
| 2040-06-20 06:30 | 0 | 0.017135 | -0.2 | 0.2 | 0.82002 | 7.4156 | 4.2165 | 26.8381 | 0 | 14.193 | 0.63869 | 0 | 0 | 0 | 0 | 58.0468 | 32.6719 | 732.0571 | 222.5975 | 5521.2899 | 800
| 2040-06-20 07:00 | 0 | 0.77885 | -0.2 | 0.2 | 1.6101 | 7.4749 | 4.5182 | 28.7381 | 0.29318 | 13.3381 | 1.236 | 0 | 0 | 0 | 0 | 58.273 | 31.5808 | 536.7393 | 222.5975 | 5333.08 | 800
| 2040-06-20 07:30 | 0 | 3.296 | -0.2 | 0.2 | 0.76651 | 7.1758 | 4.4442 | 30.6328 | 1.2506 | 12.9407 | 1.0058 | 0 | 0 | 0 | 0 | 58.8065 | 31.1034 | 200.88 | 253.3975 | 3915.7578 | 800
| 2040-06-20 08:00 | 0 | 6.9457 | -2.365 | 2.365 | 0 | 4.5416 | 4.5726 | 31.8362 | 4.13 | 11.9373 | 2.4539 | 0 | 0 | 0 | 0 | 59.5981 | 31.1542 | 147.802 | 253.3975 | 4543.0903 | 800
| 2040-06-20 08:30 | 0 | 11.0836 | -4.6079 | 4.6079 | 0 | 0.7691 | 3.4847 | 32.2657 | 8.7215 | 10.8397 | 2.4658 | 0 | 0 | 0 | 0 | 60.3898 | 32.4662 | 1127.6859 | 253.3975 | 7397.62 | 800
| 2040-06-20 09:00 | 0 | 14.5974 | -8.7351 | 8.7351 | 0 | 0.5 | 2.6589 | 32.5768 | 11.3842 | 10.4964 | 2.095 | 0 | 0 | 0 | 0 | 61.1815 | 36.2592 | 1686.1858 | 253.3975 | 8860.6125 | 800
| 2040-06-20 09:30 | 0 | 17.026 | -9.8282 | 9.8282 | 0 | 0.5 | 2.4794 | 33.6462 | 11.7332 | 10.4603 | 1.6075 | 0 | 0 | 0 | 0 | 61.9731 | 41.1983 | 1723.7025 | 253.3975 | 8919.9225 | 800
| 2040-06-20 10:00 | 0 | 18.7474 | -10.7926 | 10.7926 | 0 | 0.5 | 2.4927 | 34.64 | 11.5236 | 10.4921 | 2.095 | 0 | 0 | 0 | 0 | 62.7648 | 46.6397 | 1723.7025 | 253.3975 | 8849.9225 | 800
| 2040-06-20 10:30 | 0 | 20.6984 | -11.5892 | 11.5892 | 0 | 0.5 | 2.3859 | 35.7612 | 11.257 | 10.832 | 2.095 | 0 | 0 | 0 | 0 | 63.5565 | 52.6369 | 1723.7025 | 253.3975 | 8827.9225 | 800
| 2040-06-20 11:00 | 0 | 20.8309 | -10.8245 | 10.8245 | 0 | 0.5 | 2.523 | 36.2524 | 10.8541 | 10.6885 | 2.0902 | 0 | 0 | 0 | 0 | 64.3481 | 58.0507 | 1808.4855 | 253.3975 | 8673.2185 | 895
| 2040-06-20 11:30 | 0 | 20.7273 | -10.6663 | 10.6663 | 0 | 0.5 | 2.398 | 36.3066 | 10.6081 | 11.0626 | 2.095 | 0 | 0 | 0 | 0 | 65.1398 | 63.4216 | 1723.7025 | 253.3975 | 8736.2425 | 895
2040-06-20 12:00 | 2040-06-20 12:00 | 0 | 20.9115 | -10.7108 | 10.7108 | 0 | 0.5 | 2.402 | 36.2247 | 10.4706 | 10.9763 | 2.095 | 0 | 0 | 0 | 0 | 65.9315 | 68.9534 | 1723.7025 | 253.3975 | 8715.3299 | 895
| 2040-06-20 12:30 | 0 | 20.1274 | -10.4892 | 10.4892 | 0 | 0.5 | 2.4008 | 35.5214 | 10.4079 | 11.2992 | 1.6075 | 0 | 0 | 0 | 0 | 66.7231 | 74.4499 | 1723.7025 | 253.3975 | 8772.3565 | 895
| 2040-06-20 13:00 | 0 | 18.7889 | -9.7823 | 9.7823 | 0 | 0.5 | 2.3802 | 34.4807 | 10.4169 | 10.8711 | 1.6075 | 0 | 0 | 0 | 0 | 67.5148 | 79.3838 | 1873.7025 | 253.3975 | 8627.8571 | 895
| 2040-06-20 13:30 | 0 | 17.2438 | -10.3625 | 10.3625 | 0 | 0.5 | 2.7222 | 33.1568 | 10.8044 | 10.534 | 2.095 | 0 | 0 | 0 | 0 | 68.3065 | 84.462 | 1727.2788 | 253.3975 | 8021.5293 | 895
| 2040-06-20 14:00 | 0 | 16.1944 | -9.8826 | 9.8826 | 0 | 0.5 | 2.74 | 31.8932 | 10.8426 | 10.1556 | 1.6075 | 0 | 0 | 0 | 0 | 69.0981 | 89.4888 | 1841.4452 | 238.9975 | 8058.4367 | 895
| 2040-06-20 14:30 | 0 | 14.4899 | -9.5726 | 9.5726 | 0 | 0.5 | 3.1335 | 30.6435 | 10.8774 | 9.8819 | 1.6075 | 0 | 0 | 0 | 0 | 69.8898 | 94.2528 | 1930.1025 | 238.9975 | 7600.6608 | 895
| 2040-06-20 15:00 | 0 | 12.553 | -8.5261 | 8.5261 | 0 | 0.5 | 3.1621 | 29.8273 | 11.1509 | 9.652 | 1.6075 | 0 | 0 | 0 | 0 | 70.6815 | 98.2451 | 1907.884 | 238.9975 | 7670.9225 | 895
| 2040-06-20 15:30 | 0 | 9.7502 | -4.2169 | 4.2169 | 0 | 2.3028 | 4.7328 | 29.236 | 7.1359 | 9.276 | 0.5938 | 0 | 0 | 0 | 0 | 71.4731 | 99.4653 | 2257.8641 | 238.9975 | 6795.6751 | 895
| 2040-06-20 16:00 | 0 | 6.1923 | -1.0051 | 1.0051 | 0 | 6.2313 | 4.1717 | 29.2295 | 4.7809 | 9.1841 | 0 | 0.4675 | -0.4675 | 0 | 0 | 72.2648 | 99.4686 | 2015.6611 | 238.9975 | 5237.7749 | 800
| 2040-06-20 16:30 | 0 | 2.2902 | -0.2 | 0.2 | 2.6998 | 8.6905 | 4.9937 | 29.7948 | 1.1849 | 9.1075 | 1.0015 | 0 | 0 | 0 | 0 | 71.9263 | 99.4517 | 1205.0703 | 238.9975 | 2592.9096 | 800
| 2040-06-20 17:00 | 0 | 0.2497 | -0.13365 | 0.13365 | 5.903 | 9.1058 | 5.9316 | 30.8583 | 0.12849 | 8.7215 | 1.12 | 0 | 0 | 0.071 | 0 | 71.315 | 97.027 | 278 | 238.9975 | 467 | 800
| 2040-06-20 17:30 | 0 | 0.0079438 | -0.088542 | 0.088542 | 7.6615 | 9.1058 | 5.3074 | 32.0925 | 0.0037533 | 9.1401 | 1.12 | 0 | 0 | 0.071 | 0 | 70.6543 | 93.4815 | 278 | 238.9975 | 476.4193 | 800
| 2040-06-20 18:00 | 0 | 0 | -0.044285 | 0.044285 | 7.0463 | 9.1058 | 6.8899 | 32.3678 | 0 | 8.4197 | 1.12 | 0 | 0 | 0.071 | 0 | 69.9444 | 89.3254 | 278 | 238.9975 | 485.2545 | 800
| 2040-06-20 18:30 | 0 | 0 | 0 | 0 | 9.319 | 9.1058 | 5.3718 | 32.3073 | 0 | 7.5477 | 1.12 | 0 | 0 | 0.071 | 0 | 69.1119 | 84.4988 | 320 | 238.9975 | 520.7112 | 800
| 2040-06-20 19:00 | 0 | 0 | 0 | 0 | 8.2263 | 9.3708 | 6.6724 | 31.9252 | 0 | 6.7007 | 1.12 | 0 | 0 | 0.071 | 0 | 68.2691 | 79.691 | 278 | 238.9975 | 552.7819 | 535
| 2040-06-20 19:30 | 0 | 0 | 0 | 0 | 9.7172 | 9.3708 | 5.5194 | 31.7784 | 0 | 6.2112 | 1.12 | 0 | 0 | 0.071 | 0 | 67.3997 | 73.8654 | 278 | 238.9975 | 540.6443 | 535
| 2040-06-20 20:00 | 0 | 0 | 0 | 0 | 8.6261 | 9.3708 | 6.4305 | 31.4784 | 0 | 6.0942 | 1.12 | 0 | 0 | 0.071 | 0 | 66.4316 | 68.4081 | 278 | 238.9975 | 529.4958 | 535
| 2040-06-20 20:30 | 0 | 0 | 0 | 0 | 8.6507 | 9.3708 | 6.4583 | 30.9934 | 0 | 5.5523 | 1.12 | 0 | 0 | 0.071 | 0 | 65.4996 | 62.9053 | 278 | 238.9975 | 517 | 535
| 2040-06-20 21:00 | 0 | 0 | 0 | 0 | 8.8441 | 9.3708 | 5.569 | 30.2017 | 0 | 5.4576 | 1.12 | 0 | 0 | 0.071 | 0 | 64.5308 | 58.1153 | 278 | 238.9975 | 517 | 535
| 2040-06-20 21:30 | 0 | 0 | 0 | 0 | 7.7373 | 9.3708 | 5.5302 | 29.2129 | 0 | 5.6145 | 1.12 | 0 | 0 | 0.071 | 0 | 63.5819 | 53.8922 | 278 | 238.9975 | 517 | 535
| 2040-06-20 22:00 | 0 | 0 | 0 | 0 | 6.7305 | 9.3708 | 5.8302 | 28.4264 | 0 | 5.5302 | 1.12 | 0 | 0 | 0.071 | 0 | 62.5403 | 50.3843 | 320 | 238.9975 | 517 | 535
| 2040-06-20 22:30 | 0 | 0 | 0 | 0 | 4.9892 | 9.3708 | 6.6471 | 27.3506 | 0 | 5.387 | 1.12 | 0 | 0 | 0.071 | 0 | 61.5126 | 47.743 | 278 | 238.9975 | 517 | 535
| 2040-06-20 23:00 | 0 | 0 | 0 | 0 | 4.998 | 9.3708 | 5.8283 | 26.9773 | 0 | 5.8173 | 1.12 | 0 | 0 | 0.071 | 0 | 60.5308 | 45.7217 | 320 | 238.9975 | 518.845 | 535
| 2040-06-20 23:30 | 0 | 0 | 0 | 0 | 4.3072 | 9.3708 | 6.0596 | 26.4207 | 0 | 5.7151 | 1.12 | 0 | 0 | 0.071 | 0 | 59.4892 | 43.9956 | 320 | 238.9975 | 517 | 535
| 2040-06-21 | 0 | 0 | 0 | 0 | 4.0961 | 8.7521 | 7.199 | 25.8779 | 0 | 5.3071 | 0.6325 | 0 | 0 | 0.071 | 0 | 58.4475 | 43.1455 | 228.8584 | 238.9975 | 509.8584 | 535
| 2040-06-21 00:30 | 0 | 0 | 0 | 0 | 3.9513 | 8.574 | 7.2056 | 25.4099 | 0 | 5.1543 | 0.6325 | 0 | 0 | 0.071 | 0 | 57.4316 | 42.4813 | 236 | 238.9975 | 517 | 535
| 2040-06-21 01:00 | 0 | 0 | 0 | 0 | 3.9372 | 8.5753 | 7.199 | 24.9373 | 0 | 4.6975 | 0.6325 | 0 | 0 | 0.071 | 0 | 56.4116 | 41.8493 | 264.057 | 269.7975 | 517 | 535
| 2040-06-21 01:30 | 0 | 0 | 0 | 0 | 3.577 | 8.3508 | 7.322 | 24.5584 | 0 | 4.7822 | 0.6325 | 0 | 0 | 0.071 | 0 | 55.5178 | 41.3883 | 239.9556 | 269.7975 | 517 | 350
| 2040-06-21 02:00 | 0 | 0 | 0 | 0 | 3.013 | 8.3174 | 7.204 | 23.9778 | 0 | 4.9095 | 0.6325 | 0 | 0 | 0.071 | 0 | 55.0821 | 41.0872 | 308.7403 | 269.7975 | 517 | 350
| 2040-06-21 02:30 | 0 | 0 | 0 | 0 | 3.2181 | 8.3174 | 7.204 | 23.5824 | 0 | 4.3087 | 0.6325 | 0 | 0 | 0.071 | 0 | 54.4777 | 40.8022 | 384.0445 | 269.7975 | 517 | 350
| 2040-06-21 03:00 | 0 | 0 | 0 | 0 | 2.7565 | 8.3174 | 7.204 | 23.1971 | 0 | 4.6754 | 0.31674 | 0 | 0 | 0.071 | 0 | 54.1801 | 40.6479 | 449.8821 | 269.7975 | 517 | 350
| 2040-06-21 03:30 | 0 | 0 | -0.03054 | 0.03054 | 2.6174 | 8.2755 | 7.204 | 22.9612 | 0 | 4.8154 | 0.13873 | 0 | 0 | 0.068 | 0 | 53.8883 | 40.607 | 467 | 269.7975 | 467 | 350
| 2040-06-21 04:00 | 0 | 0 | 0 | 0 | 2.5648 | 8.2755 | 7.204 | 22.8474 | 0 | 4.7559 | 0.10072 | 0 | 0 | 0.070493 | 0 | 53.5907 | 40.5797 | 467 | 269.7975 | 467 | 350
| 2040-06-21 04:30 | 0 | 0 | -0.042113 | 0.042113 | 2.4392 | 8.3174 | 7.204 | 22.9436 | 0 | 4.879 | 0.20486 | 0 | 0 | 0.068 | 0 | 53.3024 | 40.5907 | 467 | 269.7975 | 467 | 350
| 2040-06-21 05:00 | 0 | 0 | 0 | 0 | 2.5358 | 8.3174 | 7.204 | 23.3417 | 0 | 4.8312 | 0.53258 | 0 | 0 | 0.071 | 0 | 53.0048 | 40.5687 | 504.2596 | 269.7975 | 504.2596 | 350
| 2040-06-21 05:30 | 0 | 0 | 0 | 0 | 3.0738 | 8.3461 | 7.369 | 24.091 | 0 | 4.7596 | 0.6325 | 0 | 0 | 0.071 | 0 | 52.0439 | 40.5163 | 481.628 | 269.7975 | 481.628 | 350
| 2040-06-21 06:00 | 0 | 0 | 0 | 0 | 3.5742 | 8.8433 | 7.407 | 25.4822 | 0 | 4.78 | 1.0001 | 0 | 0 | 0.071 | 0 | 51.1511 | 39.8076 | 517 | 263.9 | 517 | 350
| 2040-06-21 06:30 | 0 | 0.0056934 | 0 | 0 | 5.5674 | 8.8433 | 7.407 | 27.4994 | 0 | 4.9553 | 0.83269 | 0 | 0 | 0.071 | 0 | 50.1094 | 37.7063 | 444.2713 | 263.9 | 517 | 350
| 2040-06-21 07:00 | 0 | 0.49669 | 0 | 0 | 6.7298 | 8.8433 | 7.407 | 29.3671 | 0.27819 | 4.6468 | 1.12 | 0 | 0 | 0.071 | 0 | 49.0762 | 34.5119 | 297.2017 | 263.9 | 517 | 350
| 2040-06-21 07:30 | 0 | 2.6942 | 0 | 0 | 5.7207 | 8.7233 | 7.16 | 31.2514 | 1.8743 | 4.0865 | 1.1566 | 0 | 0 | 0.071 | 0 | 48.7191 | 32.0043 | 236 | 263.9 | 517 | 350
| 2040-06-21 08:00 | 0 | 5.6677 | 0 | 0 | 5.4012 | 6.4495 | 6.324 | 32.3102 | 4.4278 | 3.4856 | 0.6325 | 0 | 0 | 0.071 | 0 | 48.5345 | 29.7542 | 278 | 263.9 | 517 | 350
| 2040-06-21 08:30 | 0 | 8.7849 | -0.5 | 0.5 | 3.9545 | 4.6976 | 5.292 | 32.8462 | 8.3119 | 2.7614 | 0 | 0.23629 | -0.23629 | 0.071 | 0 | 48.8024 | 28.924 | 517 | 263.9 | 517 | 350
| 2040-06-21 09:00 | 0 | 11.41 | -2.2599 | 2.2599 | 2.9213 | 4.6976 | 5.292 | 33.5734 | 9.4634 | 2.4342 | 0 | 0.15302 | -0.15302 | 0.071 | 0 | 49.0702 | 29.7508 | 517 | 263.9 | 517 | 350
| 2040-06-21 09:30 | 0 | 13.6078 | -2.1695 | 2.1695 | 2.0332 | 4.54 | 5.292 | 34.682 | 9.8276 | 2.1074 | 0 | 0.30161 | -0.30161 | 0 | 0 | 49.3381 | 30.8775 | 674.6031 | 263.9 | 674.6031 | 350
| 2040-06-21 10:00 | 0 | 14.8486 | -1.3809 | 1.3809 | 1.0699 | 4.5263 | 5.292 | 35.4091 | 9.4019 | 2.3492 | 0 | 0.4675 | -0.4675 | 0 | 0 | 49.6203 | 31.9348 | 662.1195 | 263.9 | 662.1195 | 350
| 2040-06-21 10:30 | 0 | 15.6954 | -2.9747 | 2.9747 | 1.8332 | 4.5263 | 5.282 | 35.8905 | 9.4733 | 2.7455 | 0 | 0.4675 | -0.4675 | 0 | 0 | 50.1767 | 33.3568 | 638.28 | 263.9 | 638.28 | 350
| 2040-06-21 11:00 | 0 | 16.3329 | -2.2501 | 2.2501 | 0.60147 | 4.4723 | 5.2151 | 36.2161 | 9.4769 | 3.0533 | 0 | 0.4675 | -0.4675 | 0 | 0 | 50.906 | 34.9131 | 692.28 | 263.9 | 692.28 | 350
| 2040-06-21 11:30 | 0 | 16.2611 | -3.2371 | 3.2371 | 1.4665 | 4.4723 | 5.1469 | 36.1162 | 9.1938 | 3.5016 | 0 | 0.4675 | -0.4675 | 0 | 0 | 51.6977 | 36.6329 | 692.28 | 263.9 | 692.28 | 350
| 2040-06-21 12:00 | 0 | 16.3457 | -2.8378 | 2.8378 | 0.58669 | 4.4853 | 5.139 | 35.9213 | 9.26 | 3.7879 | 0 | 0.62781 | -0.62781 | 0 | 0 | 52.4893 | 38.4411 | 679.3422 | 263.9 | 679.3422 | 350
2040-06-21 12:30 | 2040-06-21 12:30 | 0 | 15.1603 | -2.9326 | 2.9326 | 0.37119 | 4.5263 | 5.139 | 35.0145 | 9.4973 | 4.1542 | 0 | 0.68388 | -0.68388 | 0 | 0 | 53.281 | 40.4706 | 638.28 | 263.9 | 638.28 | 350
| 2040-06-21 13:00 | 0 | 13.6498 | -2.9521 | 2.9521 | 0.27815 | 4.5263 | 5.139 | 33.8273 | 9.6393 | 4.2674 | 0 | 0.50304 | -0.50304 | 0 | 0 | 54.0727 | 42.3493 | 638.28 | 263.9 | 638.28 | 350
| 2040-06-21 13:30 | 0 | 12.109 | -3.5254 | 3.5254 | 0.73326 | 4.5263 | 5.234 | 32.4956 | 9.9591 | 4.4496 | 0 | 0.77131 | -0.77131 | 0 | 0 | 54.8417 | 44.3992 | 638.28 | 263.9 | 638.28 | 255
| 2040-06-21 14:00 | 0 | 10.6926 | -3.0841 | 3.0841 | 0.81433 | 4.5263 | 5.234 | 31.6137 | 9.9662 | 4.4178 | 0 | 0.73415 | -0.73415 | 0 | 0 | 55.6108 | 46.464 | 638.28 | 263.9 | 638.28 | 255
| 2040-06-21 14:30 | 0 | 9.1081 | -2.8389 | 2.8389 | 2.1998 | 4.6063 | 5.331 | 31.0359 | 9.1198 | 4.5154 | 0 | 0.78092 | -0.78092 | 0 | 0 | 56.3798 | 47.8845 | 638.28 | 263.9 | 638.28 | 255
| 2040-06-21 15:00 | 0 | 7.4243 | -2.3621 | 2.3621 | 2.1998 | 4.8777 | 5.3226 | 30.5924 | 8.158 | 4.5751 | 0.42681 | 0 | 0 | 0 | 0 | 56.8433 | 49.2315 | 638.28 | 233.1 | 638.28 | 255
| 2040-06-21 15:30 | 0 | 5.9069 | -2.0129 | 2.0129 | 2.1998 | 8.0577 | 6.8137 | 30.5082 | 5.4469 | 4.6145 | 0 | 0.4925 | -0.4925 | 0 | 0 | 57.0646 | 50.2367 | 638.28 | 233.1 | 638.28 | 255
| 2040-06-21 16:00 | 0 | 3.7959 | -0.7568 | 0.7568 | 2.1998 | 8.5834 | 7.0666 | 30.5385 | 4.0374 | 5.3857 | 0.29075 | 0 | 0 | 0 | 0 | 57.0681 | 50.3973 | 638.28 | 233.1 | 638.28 | 255
| 2040-06-21 16:30 | 0 | 1.4518 | -0.15056 | 0.15056 | 5.2859 | 8.8747 | 7.4037 | 30.949 | 1.1359 | 6.4167 | 0.6325 | 0 | 0 | 0.068 | 0 | 56.5241 | 48.3531 | 467 | 233.1 | 467 | 255
| 2040-06-21 17:00 | 0 | 0.13865 | -0.11484 | 0.11484 | 7.9092 | 8.9107 | 7.4436 | 32.0144 | 0.12553 | 7.1132 | 0.6325 | 0 | 0 | 0.068 | 0 | 55.9396 | 44.1052 | 50 | 233.1 | 431 | 255
| 2040-06-21 17:30 | 0 | 0.009182 | -0.12145 | 0.12145 | 7.9114 | 8.9107 | 7.4151 | 33.1063 | 0.0042512 | 8.471 | 0.6325 | 0 | 0 | 0.068 | 0 | 55.3627 | 39.8212 | 200 | 233.1 | 375 | 305
| 2040-06-21 18:00 | 0 | 0 | -0.1416 | 0.1416 | 8.0868 | 8.9107 | 7.3197 | 33.3172 | 0 | 8.6353 | 0.6325 | 0 | 0 | 0.068 | 0 | 54.8086 | 35.4391 | 200 | 233.1 | 375 | 305
| 2040-06-21 18:30 | 0 | 0 | -0.059088 | 0.059088 | 7.3682 | 8.9667 | 7.321 | 33.1318 | 0 | 9.0293 | 0.6325 | 0 | 0 | 0.068 | 0 | 54.1611 | 31.5279 | 200 | 233.1 | 375 | 255
| 2040-06-21 19:00 | 0 | 0 | 0 | 0 | 6.8853 | 8.9667 | 7.456 | 32.8434 | 0 | 9.0486 | 0.6325 | 0 | 0 | 0.068 | 0 | 53.4102 | 27.9281 | 50 | 233.1 | 375 | 255
| 2040-06-21 19:30 | 0 | 0 | 0 | 0 | 6.5812 | 8.9667 | 7.434 | 32.5702 | 0 | 9.0904 | 0.6325 | 0 | 0 | 0.068 | 0 | 52.7386 | 24.7636 | 140.2578 | 233.1 | 375 | 255
| 2040-06-21 20:00 | 0 | 0 | 0 | 0 | 6.7126 | 8.9353 | 7.4321 | 32.2368 | 0 | 8.6695 | 0.6325 | 0 | 0 | 0.068 | 0 | 51.9672 | 21.5861 | 50 | 263.9 | 375 | 255
| 2040-06-21 20:30 | 0 | 0 | 0 | 0 | 6.3634 | 8.9353 | 7.434 | 31.7481 | 0 | 8.438 | 0.73299 | 0 | 0 | 0.068 | 0 | 50.992 | 18.7187 | 50 | 263.9 | 375 | 255
| 2040-06-21 21:00 | 0 | 0 | 0 | 0 | 5.7626 | 8.8233 | 7.4281 | 31.0229 | 0 | 8.4938 | 0.6325 | 0 | 0 | 0.068 | 0 | 50.187 | 16.2256 | 0 | 263.9 | 727.3892 | 255
| 2040-06-21 21:30 | 0 | 0 | 0 | 0 | 5.392 | 8.8233 | 7.434 | 30.0894 | 0 | 7.5615 | 1.0266 | 0 | 0 | 0.068 | 0 | 49.2685 | 13.8207 | 0 | 263.9 | 798.4657 | 255
| 2040-06-21 22:00 | 0 | 0 | -0.70989 | 0.70989 | 4.9224 | 8.8223 | 7.3773 | 29.3128 | 0 | 8.0004 | 1.0202 | 0 | 0 | 0.068 | 0 | 48.358 | 12.1063 | 0 | 263.9 | 987.4 | 255
| 2040-06-21 22:30 | 0 | 0 | -0.89243 | 0.89243 | 4.1893 | 8.8223 | 7.3952 | 28.4041 | 0 | 7.9334 | 1.0828 | 0 | 0 | 0.068 | 0 | 47.5526 | 11.0294 | 0 | 263.9 | 987.4 | 255
| 2040-06-21 23:00 | 0 | 0 | -1.3242 | 1.3242 | 4.3829 | 8.821 | 7.393 | 27.8253 | 0 | 7.999 | 0.6325 | 0 | 0 | 0.068 | 0 | 46.7967 | 10.1083 | 0 | 265.2 | 987.4 | 255
| 2040-06-21 23:30 | 0 | 0 | -2.0553 | 2.0553 | 4.5452 | 8.821 | 7.3973 | 27.4843 | 0 | 8.2228 | 0.6325 | 0 | 0 | 0.068 | 0 | 45.9903 | 9.7531 | 0 | 265.2 | 987.4 | 255
| 2040-06-22 | 0 | 0 | 0 | 0 | 4.2824 | 9.273 | 7.42 | 26.7986 | 0 | 5.3071 | 0.6325 | 0 | 0 | 0.162 | 0 | 44.9784 | 8.6879 | 172.026 | 265.2 | 369 | 255
| 2040-06-22 00:30 | 0 | 0 | 0 | 0 | 3.7796 | 9.273 | 7.4451 | 26.1647 | 0 | 5.1543 | 0.6325 | 0 | 0 | 0.162 | 0 | 43.9665 | 7.9278 | 144.4734 | 265.2 | 369 | 255
| 2040-06-22 01:00 | 0 | 0 | 0 | 0 | 3.5113 | 9.1896 | 7.515 | 25.4404 | 0 | 4.6975 | 0.6325 | 0 | 0 | 0.162 | 0 | 42.9546 | 7.4692 | 263.4326 | 265.2 | 369 | 160
| 2040-06-22 01:30 | 0 | 0 | -0.02641 | 0.02641 | 2.7998 | 9.162 | 7.3971 | 24.7628 | 0 | 4.7822 | 0.76673 | 0 | 0 | 0.109 | 0 | 41.9427 | 7.4678 | 220.5155 | 265.2 | 369 | 160
| 2040-06-22 02:00 | 0 | 0 | -0.3724 | 0.3724 | 2.6266 | 8.989 | 7.35 | 24.0386 | 0 | 4.9095 | 0.6325 | 0 | 0 | 0.109 | 0 | 41.3277 | 7.5952 | 318.615 | 265.2 | 369 | 160
| 2040-06-22 02:30 | 0 | 0 | -0.61652 | 0.61652 | 2.7548 | 8.989 | 7.35 | 23.3269 | 0 | 4.3087 | 0.6325 | 0 | 0 | 0.109 | 0 | 40.7308 | 7.8956 | 369 | 265.2 | 369 | 160
| 2040-06-22 03:00 | 0 | 0 | -1.0102 | 1.0102 | 2.3998 | 8.7421 | 7.35 | 22.7016 | 0 | 4.6754 | 0.6325 | 0 | 0 | 0.109 | 0 | 40.5153 | 8.5221 | 369 | 265.2 | 369 | 160
| 2040-06-22 03:30 | 0 | 0 | -1.2393 | 1.2393 | 2.3998 | 8.5237 | 7.35 | 22.3926 | 0 | 4.8154 | 0.6325 | 0 | 0 | 0.097 | 0 | 40.3229 | 9.3866 | 369 | 265.2 | 369 | 160
| 2040-06-22 04:00 | 0 | 0 | -1.3065 | 1.3065 | 2.3998 | 8.519 | 7.35 | 22.2614 | 0 | 4.7559 | 0.6325 | 0 | 0 | 0.109 | 0 | 40.1223 | 10.1953 | 369 | 234.4 | 369 | 160
| 2040-06-22 04:30 | 0 | 0 | -1.5099 | 1.5099 | 2.3998 | 8.6392 | 7.35 | 22.3004 | 0 | 4.879 | 0.6325 | 0 | 0 | 0.109 | 0 | 39.9332 | 11.1609 | 369 | 235.7 | 369 | 160
| 2040-06-22 05:00 | 0 | 0 | -1.1298 | 1.1298 | 2.3998 | 8.9727 | 7.35 | 22.9665 | 0 | 4.8312 | 0.6325 | 0 | 0 | 0.109 | 0 | 39.682 | 11.8016 | 369 | 235.7 | 369 | 160
| 2040-06-22 05:30 | 0 | 0 | -0.80728 | 0.80728 | 2.7998 | 9.1921 | 7.35 | 24.0013 | 0 | 4.7596 | 0.81991 | 0 | 0 | 0.109 | 0 | 38.8935 | 12.1184 | 369 | 235.7 | 369 | 160
| 2040-06-22 06:00 | 0 | 0 | 0 | 0 | 3.4805 | 9.3731 | 7.597 | 25.8892 | 0 | 4.78 | 0.75575 | 0 | 0 | 0.162 | 0 | 37.8816 | 11.6872 | 369 | 235.7 | 369 | 160
| 2040-06-22 06:30 | 0 | 0.0056934 | 0 | 0 | 4.8658 | 9.5712 | 7.597 | 28.1165 | 0 | 4.9553 | 1.2855 | 0 | 0 | 0.162 | 0 | 36.8697 | 9.7771 | 369 | 235.7 | 369 | 160
| 2040-06-22 07:00 | 0 | 0.49669 | 0 | 0 | 5.9494 | 9.6436 | 7.597 | 30.0132 | 0.27819 | 4.644 | 1.6075 | 0 | 0 | 0.162 | 0 | 35.8578 | 6.7803 | 369 | 235.7 | 369 | 160
| 2040-06-22 07:30 | 0 | 2.6942 | 0 | 0 | 5.8119 | 9.1191 | 7.35 | 32.172 | 1.8743 | 4.0865 | 1.4143 | 0 | 0 | 0.162 | 0 | 35.0522 | 4.3673 | 369 | 235.7 | 369 | 160
| 2040-06-22 08:00 | 0 | 5.6677 | 0 | 0 | 5.2576 | 8.6744 | 5.9161 | 33.4684 | 4.4278 | 3.4856 | 0.3364 | 0 | 0 | 0.162 | 0 | 34.8998 | 2.1671 | 369 | 235.7 | 369 | 160
| 2040-06-22 08:30 | 0 | 8.7849 | -3.4987 | 3.4987 | 4.0207 | 8.4744 | 5.482 | 34.1065 | 8.3119 | 2.7614 | 0.045 | 0 | 0 | 0.162 | 0 | 35.0319 | 3.2575 | 369 | 235.7 | 369 | 160
| 2040-06-22 09:00 | 0 | 11.41 | -5.2668 | 5.2668 | 3.0651 | 8.4744 | 5.482 | 34.8359 | 9.4634 | 2.4342 | 0.045 | 0 | 0 | 0.162 | 0 | 35.1405 | 6.3712 | 369 | 235.7 | 369 | 160
| 2040-06-22 09:30 | 0 | 13.6078 | -5.9875 | 5.9875 | 2.3364 | 8.2697 | 5.482 | 35.3909 | 9.8276 | 2.1074 | 0.045 | 0 | 0 | 0.003 | 0 | 35.3563 | 10.2742 | 573.68 | 235.7 | 573.68 | 160
| 2040-06-22 10:00 | 0 | 14.8486 | -6.4618 | 6.4618 | 2.1998 | 8.2137 | 5.482 | 35.7767 | 9.4019 | 2.3492 | 0.045 | 0 | 0 | 0 | 0 | 35.7265 | 14.4692 | 629.68 | 235.7 | 629.68 | 160
| 2040-06-22 10:30 | 0 | 15.6954 | -5.8479 | 5.8479 | 1.1152 | 8.2137 | 5.4633 | 36.6203 | 9.4733 | 2.7455 | 0.039104 | 0 | 0 | 0 | 0 | 36.1563 | 18.7049 | 579.68 | 235.7 | 579.68 | 160
| 2040-06-22 11:00 | 0 | 16.3329 | -6.6899 | 6.6899 | 2.1657 | 8.2137 | 5.329 | 37.6445 | 9.4769 | 3.0533 | 0.045 | 0 | 0 | 0 | 0 | 36.6217 | 22.8796 | 579.68 | 235.7 | 579.68 | 160
| 2040-06-22 11:30 | 0 | 16.2611 | -4.7663 | 4.7663 | 0.59956 | 8.2137 | 5.329 | 38.1004 | 9.1938 | 3.5016 | 0.045 | 0 | 0 | 0 | 0 | 37.2711 | 26.2776 | 579.68 | 235.7 | 579.68 | 160
| 2040-06-22 12:00 | 0 | 16.3457 | -5.2187 | 5.2187 | 0.73326 | 8.2137 | 5.329 | 38.1001 | 9.26 | 3.7879 | 0 | 0.078785 | -0.078785 | 0 | 0 | 37.8321 | 29.5418 | 579.68 | 235.7 | 579.68 | 160
2040-06-22 12:30 | 2040-06-22 12:30 | 0 | 15.1603 | -5.1641 | 5.1641 | 1.0999 | 8.2137 | 5.329 | 37.7307 | 9.4973 | 4.1542 | 0 | 0.29381 | -0.29381 | 0 | 0 | 38.4079 | 32.7832 | 579.68 | 235.7 | 579.68 | 160
| 2040-06-22 13:00 | 0 | 13.6498 | -5.2474 | 5.2474 | 1.8331 | 8.2137 | 5.329 | 37.093 | 9.6393 | 4.2674 | 0 | 0.32331 | -0.32331 | 0 | 0 | 39.018 | 35.6156 | 579.68 | 235.7 | 579.68 | 160
| 2040-06-22 13:30 | 0 | 12.109 | -3.5143 | 3.5143 | 0 | 8.2137 | 5.485 | 36.0007 | 9.9591 | 4.4496 | 0 | 0.4425 | -0.4425 | 0 | 0 | 39.75 | 37.9908 | 579.68 | 235.7 | 579.68 | 160
| 2040-06-22 14:00 | 0 | 10.6926 | -3.5916 | 3.5916 | 0 | 8.2137 | 5.329 | 34.3411 | 9.9662 | 4.4178 | 0 | 0.42928 | -0.42928 | 0 | 0 | 40.3778 | 40.5972 | 578.38 | 237 | 578.38 | 160
| 2040-06-22 14:30 | 0 | 9.1081 | -4.0183 | 4.0183 | 1.0999 | 8.2137 | 5.4224 | 32.7574 | 9.1198 | 4.5154 | 0 | 0.4425 | -0.4425 | 0 | 0 | 41.036 | 43.0159 | 577.08 | 238.3 | 577.08 | 160
| 2040-06-22 15:00 | 0 | 7.4243 | -3.0962 | 3.0962 | 1.3931 | 8.2137 | 5.482 | 31.444 | 8.158 | 4.5751 | 0 | 0.4425 | -0.4425 | 0 | 0 | 41.76 | 45.0613 | 577.08 | 238.3 | 577.08 | 160
| 2040-06-22 15:30 | 0 | 5.9069 | -2.5371 | 2.5371 | 2.1998 | 8.4556 | 7.282 | 30.7946 | 5.4469 | 4.6145 | 0 | 0.42626 | -0.42626 | 0 | 0 | 41.9328 | 46.5854 | 578.38 | 237 | 578.38 | 160
| 2040-06-22 16:00 | 0 | 3.7959 | -0.8171 | 0.8171 | 2.4087 | 8.8584 | 7.197 | 30.7955 | 4.0374 | 5.3857 | 0 | 0.097516 | -0.097516 | 0 | 0 | 41.6203 | 46.9199 | 843.38 | 237 | 1078.78 | 160
| 2040-06-22 16:30 | 0 | 1.4518 | -0.061909 | 0.061909 | 5.7377 | 9.0988 | 7.444 | 31.301 | 1.1359 | 6.4167 | 0.145 | 0 | 0 | 0.068 | 0 | 40.9488 | 44.4545 | 411 | 237 | 411 | 160
| 2040-06-22 17:00 | 0 | 0.13865 | -0.0081872 | 0.0081872 | 8.2587 | 9.1348 | 7.444 | 32.2443 | 0.12553 | 7.1132 | 0.12 | 0 | 0 | 0.068 | 0 | 40.2269 | 39.9253 | 284 | 237 | 375 | 160
| 2040-06-22 17:30 | 0 | 0.009182 | -0.05775 | 0.05775 | 8.2336 | 9.0988 | 7.444 | 33.24 | 0.0042512 | 8.471 | 0.12 | 0 | 0 | 0.068 | 0 | 39.5601 | 35.3856 | 320 | 237 | 411 | 160
| 2040-06-22 18:00 | 0 | 0 | -0.12069 | 0.12069 | 8.1336 | 9.0988 | 7.444 | 33.2513 | 0 | 8.6353 | 0.145 | 0 | 0 | 0.068 | 0 | 38.9511 | 30.9412 | 320 | 237 | 411 | 160
| 2040-06-22 18:30 | 0 | 0 | -0.052129 | 0.052129 | 7.5669 | 9.1078 | 7.444 | 33.1559 | 0 | 9.0293 | 0.145 | 0 | 0 | 0.068 | 0 | 38.3045 | 26.9439 | 310.942 | 237 | 401.942 | 160
| 2040-06-22 19:00 | 0 | 0 | 0 | 0 | 6.6623 | 9.12 | 7.5145 | 32.7084 | 0 | 9.0486 | 0.47144 | 0 | 0 | 0.068 | 0 | 37.5505 | 23.5163 | 284 | 237 | 375 | 174.828
| 2040-06-22 19:30 | 0 | 0 | 0 | 0 | 6.4427 | 9.12 | 7.29 | 32.4566 | 0 | 9.0904 | 0.6325 | 0 | 0 | 0.068 | 0 | 36.8059 | 20.427 | 284 | 237 | 375 | 174.828
| 2040-06-22 20:00 | 0 | 0 | 0 | 0 | 6.4161 | 9.45 | 7.2214 | 32.2495 | 0 | 8.6695 | 0.6325 | 0 | 0 | 0.068 | 0 | 36.0619 | 17.1855 | 112.7963 | 237 | 375 | 174.828
| 2040-06-22 20:30 | 0 | 0 | 0 | 0 | 6.2053 | 9.3928 | 7.341 | 31.8589 | 0 | 8.438 | 0.6325 | 0 | 0 | 0.071 | 0 | 35.2478 | 14.1644 | 0 | 238.15 | 481 | 174.828
| 2040-06-22 21:00 | 0 | 0 | 0 | 0 | 5.6337 | 9.3915 | 7.2887 | 31.3669 | 0 | 8.4938 | 0.6325 | 0 | 0 | 0.068 | 0 | 34.5037 | 11.5512 | 0 | 239.45 | 1030.9734 | 174.828
| 2040-06-22 21:30 | 0 | 0 | 0 | 0 | 5.7449 | 9.3869 | 7.3046 | 30.5623 | 0 | 7.5615 | 0.6325 | 0 | 0 | 0.068 | 0 | 33.7271 | 8.8652 | 36 | 208.65 | 1119.6828 | 174.828
| 2040-06-22 22:00 | 0 | 0 | 0 | 0 | 4.7023 | 9.3309 | 7.315 | 29.9627 | 0 | 8.0004 | 0.6325 | 0 | 0 | 0.068 | 0 | 32.9598 | 7.0026 | 36 | 208.65 | 1812.1488 | 174.828
| 2040-06-22 22:30 | 0 | 0 | -0.12541 | 0.12541 | 3.8776 | 9.3682 | 7.2762 | 28.949 | 0 | 7.9334 | 0.6325 | 0 | 0 | 0.068 | 0 | 32.2157 | 5.9508 | 0 | 207.35 | 2033.3938 | 174.828
| 2040-06-22 23:00 | 0 | 0 | -0.041693 | 0.041693 | 3.3123 | 9.3645 | 7.2762 | 28.5238 | 0 | 7.999 | 0.6325 | 0 | 0 | 0.068 | 0 | 31.4717 | 5.263 | 3.6919 | 207.35 | 2293.9834 | 174.828
| 2040-06-22 23:30 | 0 | 0 | -0.37981 | 0.37981 | 3.0986 | 9.3682 | 7.2762 | 28.1997 | 0 | 8.2228 | 0.6325 | 0 | 0 | 0.068 | 0 | 30.7871 | 4.922 | 0 | 207.35 | 2538.6 | 174.828
| 2040-06-23 | 0 | 0 | 0 | 0 | 5.0311 | 9.5362 | 7.2762 | 27.6673 | 0 | 5.3071 | 0.6325 | 0 | 0 | 0.162 | 0 | 29.805 | 3.0552 | 284 | 207.35 | 355.9825 | 174.828
| 2040-06-23 00:30 | 0 | 0 | 0 | 0 | 4.3373 | 9.5362 | 7.2762 | 26.8249 | 0 | 5.1543 | 0.6325 | 0 | 0 | 0.15949 | 0 | 28.8229 | 1.753 | 311.738 | 207.35 | 369 | 174.828
| 2040-06-23 01:00 | 0 | 0 | 0 | 0 | 3.8836 | 9.5733 | 7.2762 | 25.9575 | 0 | 4.6975 | 0.6325 | 0 | 0 | 0.10565 | 0 | 27.8109 | 0.76859 | 329.2697 | 207.35 | 369 | 174.828
| 2040-06-23 01:30 | 0 | 0 | 0 | 0 | 3.105 | 9.4442 | 7.2373 | 25.0952 | 0 | 4.7822 | 0.627 | 0 | 0 | 0.071 | 0 | 26.8294 | 0.43955 | 323.9444 | 207.35 | 461 | 174.828
| 2040-06-23 02:00 | 0 | 0 | 0 | 0 | 2.3998 | 9.373 | 6.973 | 24.2054 | 0 | 4.9095 | 0.64965 | 0 | 0 | 0.071 | 0 | 26.4475 | 0.43955 | 349.4467 | 207.35 | 532.2018 | 269.828
| 2040-06-23 02:30 | 0 | 0 | 0 | 0 | 2.2663 | 9.3322 | 6.973 | 23.446 | 0 | 4.3087 | 0.64094 | 0 | 0 | 0.068 | 0 | 26.3099 | 0.43955 | 433.8591 | 207.35 | 669.3374 | 269.828
| 2040-06-23 03:00 | 0 | 0 | 0 | 0 | 2.1998 | 8.5153 | 6.905 | 22.8389 | 0 | 4.6754 | 0.59083 | 0 | 0 | 0 | 0 | 26.3099 | 0.43955 | 437.7367 | 207.35 | 939.021 | 269.828
| 2040-06-23 03:30 | 0 | 0 | -0.20062 | 0.20062 | 2.1998 | 8.212 | 6.905 | 22.3737 | 0 | 4.8154 | 0.5143 | 0 | 0 | 0 | 0 | 26.3099 | 0.56362 | 529.1575 | 207.35 | 1001.21 | 269.828
| 2040-06-23 04:00 | 0 | 0 | -0.26528 | 0.26528 | 2.1998 | 8.212 | 6.905 | 22.1447 | 0 | 4.7559 | 0.39857 | 0 | 0 | 0 | 0 | 26.3099 | 0.74592 | 566.21 | 207.35 | 1001.21 | 269.828
| 2040-06-23 04:30 | 0 | 0 | -0.46028 | 0.46028 | 2.1998 | 8.212 | 6.905 | 22.0234 | 0 | 4.879 | 0.34611 | 0 | 0 | 0 | 0 | 26.3099 | 1.0469 | 606.0362 | 207.35 | 1001.21 | 269.828
| 2040-06-23 05:00 | 0 | 0 | -0.46037 | 0.46037 | 2.1998 | 8.3398 | 6.905 | 22.1675 | 0 | 4.8312 | 0.41231 | 0 | 0 | 0 | 0 | 26.3099 | 1.2407 | 608.21 | 207.35 | 873.3424 | 269.828
| 2040-06-23 05:30 | 0 | 0 | -0.27632 | 0.27632 | 2.1998 | 8.402 | 6.905 | 22.4978 | 0 | 4.7596 | 0.53416 | 0 | 0 | 0 | 0 | 26.3099 | 1.387 | 608.21 | 207.35 | 1117.5802 | 269.828
| 2040-06-23 06:00 | 0 | 0 | 0 | 0 | 2.1998 | 8.7524 | 6.973 | 23.2582 | 0 | 4.78 | 0.55585 | 0 | 0 | 0 | 0 | 26.3099 | 1.3882 | 692.9215 | 207.35 | 1072.2486 | 269.828
| 2040-06-23 06:30 | 0 | 0.0056934 | 0 | 0 | 2.6403 | 9.3322 | 6.973 | 24.3486 | 0 | 4.9553 | 0.48405 | 0 | 0 | 0.068 | 0 | 25.7399 | 1.3882 | 698.2502 | 207.35 | 755.8226 | 269.828
| 2040-06-23 07:00 | 0 | 0.49669 | 0 | 0 | 3.0833 | 9.4442 | 7.22 | 25.7097 | 0.27819 | 4.644 | 0.6325 | 0 | 0 | 0.071 | 0 | 24.7559 | 1.2288 | 461 | 207.35 | 461 | 269.828
| 2040-06-23 07:30 | 0 | 2.6942 | 0 | 0 | 3.1252 | 8.7103 | 6.905 | 27.7178 | 1.8743 | 4.0865 | 0.37895 | 0 | 0 | 0.071 | 0 | 24.4583 | 0.71028 | 461 | 207.35 | 461 | 269.828
| 2040-06-23 08:00 | 0 | 5.6677 | -0.4 | 0.4 | 3.285 | 8.6265 | 5.405 | 29.8334 | 4.4278 | 3.4856 | 0 | 0.40981 | -0.40981 | 0.071 | 0 | 24.7036 | 0.20218 | 461 | 207.35 | 461 | 269.828
| 2040-06-23 08:30 | 0 | 8.7849 | -4.0435 | 4.0435 | 2.5441 | 8.5064 | 5.405 | 31.5272 | 8.3119 | 2.7614 | 0 | 0.4925 | -0.4925 | 0.071 | 0 | 24.9488 | 2.11 | 461 | 207.35 | 461 | 269.828
| 2040-06-23 09:00 | 0 | 11.41 | -4.0435 | 4.0435 | 0.73326 | 8.3526 | 5.405 | 33.0211 | 9.4634 | 2.4342 | 0 | 0.48969 | -0.48969 | 0 | 0 | 25.4916 | 4.2448 | 695.1751 | 207.35 | 695.1751 | 269.828
| 2040-06-23 09:30 | 0 | 13.6078 | -3.2793 | 3.2793 | 0 | 7.5843 | 5.405 | 34.4947 | 9.8276 | 2.1074 | 0 | 0.4925 | -0.4925 | 0 | 0 | 26.0345 | 6.8552 | 1043.3957 | 207.35 | 1043.3957 | 269.828
| 2040-06-23 10:00 | 0 | 14.8486 | -4.2623 | 4.2623 | 0.73326 | 7.7557 | 5.405 | 35.4429 | 9.4019 | 2.3492 | 0 | 0.4925 | -0.4925 | 0 | 0 | 26.5774 | 9.4446 | 1024.21 | 207.35 | 1024.21 | 269.828
| 2040-06-23 10:30 | 0 | 15.6954 | -5.2552 | 5.2552 | 1.0999 | 7.8913 | 5.3127 | 36.1976 | 9.4733 | 2.7455 | 0 | 0.4925 | -0.4925 | 0 | 0 | 27.1664 | 11.7892 | 1197.9761 | 207.35 | 1197.9761 | 269.828
| 2040-06-23 11:00 | 0 | 16.3329 | -1.8969 | 1.8969 | 0 | 5.3246 | 5.252 | 36.824 | 9.4769 | 3.0533 | 0 | 0.4925 | -0.4925 | 0 | 0 | 27.9354 | 13.5337 | 1182.5986 | 208.65 | 1234.7188 | 269.828
| 2040-06-23 11:30 | 0 | 16.2611 | -1.3852 | 1.3852 | 0 | 4.9399 | 5.222 | 37.0236 | 9.1938 | 3.5016 | 0 | 0.4925 | -0.4925 | 0 | 0 | 28.7044 | 15.9383 | 1055.91 | 208.65 | 1215.1464 | 269.828
| 2040-06-23 12:00 | 0 | 16.3457 | -2.6256 | 2.6256 | 0 | 5.286 | 5.222 | 36.5652 | 9.26 | 3.7879 | 0 | 0.4925 | -0.4925 | 0 | 0 | 29.4735 | 18.8886 | 1013.91 | 208.65 | 1237.31 | 269.828
| 2040-06-23 12:30 | 0 | 15.1603 | -3.3608 | 3.3608 | 0 | 5.7786 | 5.222 | 35.7351 | 9.4973 | 4.1542 | 0 | 0.4925 | -0.4925 | 0 | 0 | 30.2425 | 21.7895 | 1002.4198 | 239.45 | 1225.8198 | 269.828
2040-06-23 13:00 | 2040-06-23 13:00 | 0 | 13.6498 | -2.6859 | 2.6859 | 0 | 5.1817 | 5.222 | 34.57 | 9.6393 | 4.2674 | 0 | 0.4925 | -0.4925 | 0 | 0 | 31.0116 | 24.7621 | 1013.91 | 239.45 | 1329.71 | 269.828
| 2040-06-23 13:30 | 0 | 12.109 | -4.4254 | 4.4254 | 0 | 6.588 | 5.222 | 33.1778 | 9.9591 | 4.4496 | 0 | 0.4925 | -0.4925 | 0 | 0 | 31.7806 | 27.8703 | 1013.91 | 268.45 | 1258.3442 | 269.828
| 2040-06-23 14:00 | 0 | 10.6926 | -5.1951 | 5.1951 | 0 | 7.3151 | 5.222 | 31.6847 | 9.9662 | 4.4178 | 0 | 0.4925 | -0.4925 | 0 | 0 | 32.5497 | 31.3401 | 1013.91 | 268.45 | 1237.31 | 269.828
| 2040-06-23 14:30 | 0 | 9.1081 | -4.5347 | 4.5347 | 0 | 7.7659 | 5.222 | 30.4577 | 9.1198 | 4.5154 | 0 | 0.4925 | -0.4925 | 0 | 0 | 33.3187 | 34.0971 | 1013.91 | 268.45 | 1237.31 | 269.828
| 2040-06-23 15:00 | 0 | 7.4243 | -3.3081 | 3.3081 | 0.5925 | 7.7659 | 5.222 | 29.689 | 8.158 | 4.5751 | 0 | 0.4925 | -0.4925 | 0 | 0 | 34.0878 | 36.0601 | 1013.91 | 268.45 | 1237.31 | 269.828
| 2040-06-23 15:30 | 0 | 5.9069 | -2.1553 | 2.1553 | 2.1998 | 7.7889 | 5.8371 | 29.2537 | 5.4469 | 4.6145 | 0 | 0.4675 | -0.4675 | 0 | 0 | 34.8568 | 37.0551 | 990.91 | 268.45 | 1981.9807 | 269.828
| 2040-06-23 16:00 | 0 | 3.7959 | -0.052852 | 0.052852 | 2.1998 | 7.9796 | 6.2362 | 29.2531 | 4.0374 | 5.3857 | 0 | 0.4425 | -0.4425 | 0 | 0 | 34.9692 | 37.0594 | 1424.6675 | 268.45 | 2206.4189 | 269.828
| 2040-06-23 16:30 | 0 | 1.4518 | -0.087166 | 0.087166 | 4.3291 | 9.3237 | 6.969 | 29.6369 | 1.1359 | 6.4167 | 0.079404 | 0 | 0 | 0.068 | 0 | 34.6195 | 35.333 | 764.7138 | 237.65 | 1001.5748 | 269.828
| 2040-06-23 17:00 | 0 | 0.13865 | -0.015171 | 0.015171 | 6.8164 | 9.3579 | 6.9736 | 30.336 | 0.12553 | 7.1132 | 0 | 0.1764 | -0.1764 | 0.068 | 0 | 34.2572 | 31.6325 | 320 | 237.65 | 967.4 | 269.828
| 2040-06-23 17:30 | 0 | 0.009182 | -0.070446 | 0.070446 | 6.7267 | 9.3579 | 6.969 | 31.127 | 0.0042512 | 8.471 | 0 | 0.27231 | -0.27231 | 0.068 | 0 | 33.6472 | 28.2616 | 320 | 237.65 | 467 | 269.828
| 2040-06-23 18:00 | 0 | 0 | -0.13153 | 0.13153 | 6.4585 | 9.3579 | 6.969 | 31.2607 | 0 | 8.6353 | 0.045 | 0 | 0 | 0.068 | 0 | 33.2258 | 24.906 | 393.7323 | 237.65 | 467 | 269.828
| 2040-06-23 18:30 | 0 | 0 | -0.068149 | 0.068149 | 5.7158 | 9.3754 | 6.969 | 31.0181 | 0 | 9.0293 | 0.07 | 0 | 0 | 0.068 | 0 | 32.825 | 22.0133 | 320 | 220.15 | 519.9213 | 269.828
| 2040-06-23 19:00 | 0 | 0 | 0 | 0 | 5.2099 | 9.3754 | 6.995 | 30.7231 | 0 | 9.0486 | 0.145 | 0 | 0 | 0.068 | 0 | 32.2407 | 19.5395 | 320 | 220.15 | 702.6277 | 269.828
| 2040-06-23 19:30 | 0 | 0 | 0 | 0 | 4.53 | 9.3754 | 7.0649 | 30.5517 | 0 | 9.0904 | 0.53052 | 0 | 0 | 0.068 | 0 | 31.7887 | 17.432 | 320 | 220.15 | 967.4 | 269.828
| 2040-06-23 20:00 | 0 | 0 | 0 | 0 | 4.8129 | 9.3754 | 7.0428 | 30.3135 | 0 | 8.6695 | 0.44677 | 0 | 0 | 0.068 | 0 | 31.1935 | 15.2765 | 320 | 220.15 | 963.0731 | 269.828
| 2040-06-23 20:30 | 0 | 0 | 0 | 0 | 5.0416 | 9.3323 | 7.111 | 30.0588 | 0 | 8.438 | 0.145 | 0 | 0 | 0.068 | 0 | 30.7257 | 13.0383 | 278 | 220.15 | 1060.5391 | 269.828
| 2040-06-23 21:00 | 0 | 0 | 0 | 0 | 4.5232 | 9.3194 | 7.0714 | 29.7489 | 0 | 8.4938 | 0.36906 | 0 | 0 | 0.068 | 0 | 30.0114 | 11.2174 | 86 | 220.15 | 1313.6702 | 269.828
| 2040-06-23 21:30 | 0 | 0 | 0 | 0 | 4.6222 | 9.3754 | 7.111 | 29.2522 | 0 | 7.5615 | 0.6325 | 0 | 0 | 0.068 | 0 | 29.416 | 9.0242 | 86 | 220.15 | 1272.4041 | 219.828
| 2040-06-23 22:00 | 0 | 0 | 0 | 0 | 4.1855 | 9.3754 | 7.111 | 28.8318 | 0 | 8.0004 | 0.145 | 0 | 0 | 0.068 | 0 | 28.7018 | 7.5655 | 36 | 220.15 | 1759.6591 | 219.828
| 2040-06-23 22:30 | 0 | 0 | 0 | 0 | 3.0086 | 9.3754 | 7.111 | 28.0472 | 0 | 7.9334 | 0.6325 | 0 | 0 | 0.068 | 0 | 27.9577 | 6.8434 | 36 | 220.15 | 2025.1536 | 219.828
| 2040-06-23 23:00 | 0 | 0 | 0 | 0 | 2.8814 | 9.3214 | 7.111 | 27.7842 | 0 | 7.999 | 0.47403 | 0 | 0 | 0.068 | 0 | 27.6601 | 6.0288 | 36 | 220.15 | 2215.4718 | 219.828
| 2040-06-23 23:30 | 0 | 0 | 0 | 0 | 2.8437 | 9.1914 | 7.0574 | 27.4803 | 0 | 8.2228 | 0.145 | 0 | 0 | 0.068 | 0 | 27.2137 | 5.6409 | 36 | 220.15 | 2693.2837 | 219.828
| 2040-06-24 | 0 | 0 | 0 | 0 | 4.7277 | 9.6622 | 7.179 | 26.8914 | 0 | 5.3071 | 0.087577 | 0 | 0 | 0.071 | 0 | 26.5862 | 4.045 | 278 | 220.15 | 461 | 219.828
| 2040-06-24 00:30 | 0 | 0 | 0 | 0 | 4.1036 | 9.5984 | 7.179 | 26.0941 | 0 | 5.1543 | 0.12873 | 0 | 0 | 0.071 | 0 | 26.0556 | 2.8616 | 320 | 220.15 | 461 | 219.828
| 2040-06-24 01:00 | 0 | 0 | 0 | 0 | 3.8012 | 9.5984 | 7.179 | 25.4623 | 0 | 4.6975 | 0.26533 | 0 | 0 | 0.071 | 0 | 25.5578 | 1.8459 | 320 | 220.15 | 461 | 219.828
| 2040-06-24 01:30 | 0 | 0 | 0 | 0 | 3.0602 | 9.4874 | 6.9374 | 24.6374 | 0 | 4.7822 | 0.46164 | 0 | 0 | 0.071 | 0 | 25.1114 | 1.4243 | 320 | 220.15 | 461 | 219.828
| 2040-06-24 02:00 | 0 | 0 | 0 | 0 | 2.6111 | 9.3144 | 6.6994 | 23.8403 | 0 | 4.9095 | 0.38753 | 0 | 0 | 0.071 | 0 | 24.7415 | 1.3074 | 318.3439 | 220.15 | 461 | 219.828
| 2040-06-24 02:30 | 0 | 0 | 0 | 0 | 2.2585 | 9.3144 | 6.6451 | 23.0454 | 0 | 4.3087 | 0.60988 | 0 | 0 | 0.071 | 0 | 24.6118 | 1.3074 | 360.3835 | 220.15 | 461 | 219.828
| 2040-06-24 03:00 | 0 | 0 | 0 | 0 | 2.1998 | 9.1872 | 5.658 | 22.4544 | 0 | 4.6754 | 0.80158 | 0 | 0 | 0.068 | 0 | 24.6118 | 1.3159 | 444.9487 | 220.15 | 804.7533 | 219.828
| 2040-06-24 03:30 | 0 | 0 | 0 | 0 | 2.1998 | 9.0454 | 5.405 | 22.0878 | 0 | 4.8154 | 0.6325 | 0 | 0 | 0.028604 | 0 | 24.6118 | 1.4165 | 492.5832 | 220.15 | 1126.31 | 219.828
| 2040-06-24 04:00 | 0 | 0 | 0 | 0 | 2.1998 | 8.8768 | 5.3103 | 21.7762 | 0 | 4.7559 | 0.6325 | 0 | 0 | 0 | 0 | 24.6118 | 1.5484 | 542.5552 | 220.15 | 1275.0673 | 219.828
| 2040-06-24 04:30 | 0 | 0 | -0.37259 | 0.37259 | 2.1998 | 8.891 | 5.408 | 21.6368 | 0 | 4.879 | 0.6325 | 0 | 0 | 0 | 0 | 24.6398 | 1.8362 | 571.8552 | 220.15 | 1333.2911 | 219.828
| 2040-06-24 05:00 | 0 | 0 | -0.26041 | 0.26041 | 2.1998 | 8.8956 | 5.408 | 21.7067 | 0 | 4.8312 | 0.6325 | 0 | 0 | 0 | 0 | 24.6398 | 2.0663 | 604.0618 | 220.15 | 1333.2911 | 219.828
| 2040-06-24 05:30 | 0 | 0 | -0.32166 | 0.32166 | 2.1998 | 9.0955 | 5.4197 | 21.946 | 0 | 4.7596 | 0.81568 | 0 | 0 | 0 | 0 | 24.6528 | 2.3346 | 616.2979 | 220.15 | 1333.2911 | 219.828
| 2040-06-24 06:00 | 0 | 0 | -0.18946 | 0.18946 | 2.1998 | 9.0955 | 5.9691 | 22.4985 | 0 | 4.78 | 0.65043 | 0 | 0 | 0 | 0 | 24.6749 | 2.4611 | 606.91 | 220.15 | 1181.4233 | 219.828
| 2040-06-24 06:30 | 0 | 0.0056934 | 0 | 0 | 2.1998 | 9.1495 | 6.774 | 23.4273 | 0 | 4.9553 | 0.34162 | 0 | 0 | 0.068 | 0 | 24.6106 | 2.4833 | 727.7173 | 220.15 | 1040.3655 | 219.828
| 2040-06-24 07:00 | 0 | 0.49669 | 0 | 0 | 2.1998 | 9.2746 | 7.061 | 24.5606 | 0.27819 | 4.644 | 0.67991 | 0 | 0 | 0.068 | 0 | 24.4618 | 2.4898 | 702.8103 | 220.15 | 732.0816 | 219.828
| 2040-06-24 07:30 | 0 | 2.6942 | 0 | 0 | 2.6252 | 8.7954 | 5.561 | 26.3632 | 1.8743 | 4.0865 | 0.81284 | 0 | 0 | 0.071 | 0 | 24.1939 | 2.3064 | 461 | 220.15 | 461 | 219.828
| 2040-06-24 08:00 | 0 | 5.6677 | -1.9723 | 1.9723 | 2.6952 | 8.6697 | 5.561 | 28.4179 | 4.4278 | 3.4856 | 0.07 | 0 | 0 | 0.071 | 0 | 24.4915 | 2.7074 | 461 | 220.15 | 461 | 219.828
| 2040-06-24 08:30 | 0 | 8.7849 | -5.5962 | 5.5962 | 2.1998 | 8.5048 | 5.561 | 30.3719 | 8.3119 | 2.7614 | 0.07 | 0 | 0 | 0.017903 | 0 | 25.057 | 5.8072 | 625.91 | 220.15 | 625.91 | 219.828
| 2040-06-24 09:00 | 0 | 11.41 | -6.1405 | 6.1405 | 1.0999 | 8.5628 | 5.408 | 32.082 | 9.4634 | 2.4342 | 0.07 | 0 | 0 | 0 | 0 | 25.6793 | 9.986 | 840.8506 | 92.15 | 840.8506 | 219.828
| 2040-06-24 09:30 | 0 | 13.6078 | -7.4167 | 7.4167 | 1.8332 | 8.4408 | 5.408 | 33.648 | 9.8276 | 2.1074 | 0.07 | 0 | 0 | 0 | 0 | 26.3126 | 14.3728 | 962.8911 | 92.15 | 962.8911 | 219.828
| 2040-06-24 10:00 | 0 | 14.8486 | -5.5087 | 5.5087 | 0 | 8.4408 | 5.408 | 34.7903 | 9.4019 | 2.3492 | 0.07 | 0 | 0 | 0 | 0 | 26.9851 | 18.015 | 962.8911 | 92.15 | 962.8911 | 219.828
| 2040-06-24 10:30 | 0 | 15.6954 | -7.3835 | 7.3835 | 1.4665 | 8.4408 | 5.408 | 35.6698 | 9.4733 | 2.7455 | 0.07 | 0 | 0 | 0 | 0 | 27.7067 | 22.4259 | 858.615 | 92.15 | 858.615 | 219.828
| 2040-06-24 11:00 | 0 | 16.3329 | -6.2491 | 6.2491 | 0 | 8.3862 | 5.365 | 36.1954 | 9.4769 | 3.0533 | 0.07 | 0 | 0 | 0 | 0 | 28.4757 | 26.3723 | 759.91 | 92.15 | 759.91 | 219.828
| 2040-06-24 11:30 | 0 | 16.2611 | -6.3563 | 6.3563 | 0 | 8.3758 | 5.391 | 36.1878 | 9.1938 | 3.5016 | 0.07 | 0 | 0 | 0 | 0 | 29.2448 | 30.4595 | 759.91 | 92.15 | 759.91 | 219.828
| 2040-06-24 12:00 | 0 | 16.3457 | -7.0424 | 7.0424 | 0 | 8.3758 | 5.391 | 35.9385 | 9.26 | 3.7879 | 0.07 | 0 | 0 | 0 | 0 | 30.0138 | 35.3066 | 759.91 | 92.15 | 759.91 | 219.828
| 2040-06-24 12:30 | 0 | 15.1603 | -6.8299 | 6.8299 | 0 | 8.3758 | 5.391 | 35.5689 | 9.4973 | 4.1542 | 0.07 | 0 | 0 | 0 | 0 | 30.7829 | 39.5169 | 759.91 | 92.15 | 759.91 | 219.828
2040-06-24 13:00 | 2040-06-24 13:00 | 0 | 13.6498 | -6.2988 | 6.2988 | 0 | 8.3758 | 5.391 | 34.8876 | 9.6393 | 4.2674 | 0.07 | 0 | 0 | 0 | 0 | 31.5519 | 43.391 | 759.91 | 92.15 | 759.91 | 219.828
| 2040-06-24 13:30 | 0 | 12.109 | -6.103 | 6.103 | 0 | 8.3358 | 5.391 | 33.9708 | 9.9591 | 4.4496 | 0.07 | 0 | 0 | 0 | 0 | 32.321 | 47.1337 | 759.91 | 92.15 | 759.91 | 219.828
| 2040-06-24 14:00 | 0 | 10.6926 | -5.6981 | 5.6981 | 0 | 8.3358 | 5.3839 | 32.9185 | 9.9662 | 4.4178 | 0.07 | 0 | 0 | 0 | 0 | 33.09 | 50.816 | 759.91 | 92.15 | 759.91 | 219.828
| 2040-06-24 14:30 | 0 | 9.1081 | -4.3463 | 4.3463 | 0 | 8.4658 | 5.391 | 32.0733 | 9.1198 | 4.5154 | 0.07 | 0 | 0 | 0 | 0 | 33.8591 | 53.3321 | 629.91 | 92.15 | 629.91 | 219.828
| 2040-06-24 15:00 | 0 | 7.4243 | -2.4217 | 2.4217 | 0 | 8.3358 | 5.391 | 31.3025 | 8.158 | 4.5751 | 0 | 0.077519 | -0.077519 | 0 | 0 | 34.6281 | 54.9109 | 759.91 | 92.15 | 759.91 | 219.828
| 2040-06-24 15:30 | 0 | 5.9069 | -1.979 | 1.979 | 2.1998 | 8.4615 | 5.3244 | 30.5218 | 5.4469 | 4.6145 | 0.6325 | 0 | 0 | 0 | 0 | 34.8392 | 56.0988 | 759.91 | 92.15 | 759.91 | 219.828
| 2040-06-24 16:00 | 0 | 3.7959 | -0.142 | 0.142 | 2.1998 | 9.2645 | 5.3509 | 30.0666 | 4.0374 | 5.3857 | 0.084328 | 0 | 0 | 0 | 0 | 35.0069 | 56.1777 | 1432.964 | 92.15 | 1803.2584 | 219.828
| 2040-06-24 16:30 | 0 | 1.4518 | -0.1 | 0.1 | 5.3298 | 9.6224 | 6.3109 | 30.3909 | 1.1359 | 6.4167 | 0.23664 | 0 | 0 | 0.068 | 0 | 35.1419 | 53.599 | 714.7886 | 92.15 | 820.96 | 124.828
| 2040-06-24 17:00 | 0 | 0.13865 | -0.1 | 0.1 | 6.8423 | 9.6784 | 7.4989 | 31.2962 | 0.12553 | 7.1132 | 0.07 | 0 | 0 | 0.068 | 0 | 35.2279 | 49.1557 | 411 | 92.15 | 411 | 124.828
| 2040-06-24 17:30 | 0 | 0.009182 | -0.1 | 0.1 | 8.6336 | 9.6784 | 5.659 | 32.3949 | 0.0042512 | 8.471 | 0.12 | 0 | 0 | 0.068 | 0 | 35.3279 | 44.6375 | 320 | 92.15 | 411 | 124.828
| 2040-06-24 18:00 | 0 | 0 | -0.1 | 0.1 | 8.9579 | 9.6796 | 5.5975 | 32.8224 | 0 | 8.6353 | 0.12 | 0 | 0 | 0.068 | 0 | 35.4696 | 39.8589 | 411 | 91 | 411 | 124.828
| 2040-06-24 18:30 | 0 | 0 | -0.1 | 0.1 | 7.4508 | 9.6807 | 6.5743 | 32.696 | 0 | 9.0293 | 0.145 | 0 | 0 | 0.068 | 0 | 35.4129 | 35.3437 | 336.5363 | 89.85 | 411 | 124.828
| 2040-06-24 19:00 | 0 | 0 | -0.0015027 | 0.0015027 | 7.6862 | 9.6494 | 5.763 | 32.4273 | 0 | 9.0486 | 0.38087 | 0 | 0 | 0.068 | 0 | 35.3859 | 31.1964 | 320 | 120.65 | 411 | 124.828
| 2040-06-24 19:30 | 0 | 0 | 0 | 0 | 7.0522 | 9.6494 | 5.8245 | 32.1317 | 0 | 9.0904 | 0.6325 | 0 | 0 | 0.068 | 0 | 35.361 | 27.8035 | 320 | 120.65 | 411 | 124.828
| 2040-06-24 20:00 | 0 | 0 | 0 | 0 | 7.1117 | 9.6494 | 5.8006 | 31.747 | 0 | 8.6695 | 0.6325 | 0 | 0 | 0.068 | 0 | 35.3654 | 23.985 | 320 | 120.65 | 411 | 124.828
| 2040-06-24 20:30 | 0 | 0 | 0 | 0 | 6.8066 | 9.6507 | 5.916 | 31.3167 | 0 | 8.438 | 0.6325 | 0 | 0 | 0.071 | 0 | 35.2711 | 20.128 | 204.5753 | 119.35 | 441.0715 | 124.828
| 2040-06-24 21:00 | 0 | 0 | 0 | 0 | 4.7039 | 9.5947 | 7.2875 | 30.6263 | 0 | 8.4938 | 0.6325 | 0 | 0 | 0.068 | 0 | 35.1507 | 17.0064 | 36 | 119.35 | 950.6359 | 124.828
| 2040-06-24 21:30 | 0 | 0 | 0 | 0 | 6.2617 | 9.5947 | 5.8321 | 29.809 | 0 | 7.5615 | 0.6325 | 0 | 0 | 0.068 | 0 | 35.0052 | 13.635 | 36 | 119.35 | 1017.8821 | 124.828
| 2040-06-24 22:00 | 0 | 0 | 0 | 0 | 4.419 | 9.5387 | 6.216 | 28.7892 | 0 | 8.0004 | 0.6325 | 0 | 0 | 0.068 | 0 | 35.0052 | 11.4079 | 36 | 119.35 | 1948.919 | 124.828
| 2040-06-24 22:30 | 0 | 0 | 0 | 0 | 4.0372 | 9.5387 | 5.7601 | 27.8941 | 0 | 7.9334 | 0.6325 | 0 | 0 | 0.068 | 0 | 35.0052 | 9.6786 | 36 | 119.35 | 2185.1755 | 124.828
| 2040-06-24 23:00 | 0 | 0 | 0 | 0 | 3.5845 | 9.5387 | 5.722 | 27.4646 | 0 | 7.999 | 0.6325 | 0 | 0 | 0.068 | 0 | 35.0052 | 8.4105 | 36 | 119.35 | 2474.5973 | 124.828
| 2040-06-24 23:30 | 0 | 0 | -0.54864 | 0.54864 | 3.271 | 9.4671 | 5.7263 | 26.7694 | 0 | 8.2228 | 0.6325 | 0 | 0 | 0.068 | 0 | 35.073 | 7.6313 | 75.7805 | 119.35 | 2799.1311 | 124.828
| 2040-06-25 | 0 | 0 | 0 | 0 | 2.7891 | 9.6425 | 7.537 | 25.6467 | 0 | 5.3071 | 0.48083 | 0 | 0 | 0.2206 | 0 | 34.4461 | 7.219 | 188.7975 | 119.35 | 369 | 124.828
| 2040-06-25 00:30 | 0 | 0 | 0 | 0 | 2.4824 | 9.6317 | 7.537 | 24.9935 | 0 | 5.1543 | 0.27182 | 0 | 0 | 0.17878 | 0 | 33.9979 | 7.0584 | 258.3449 | 119.35 | 369 | 124.828
| 2040-06-25 01:00 | 0 | 0 | -0.11109 | 0.11109 | 2.2998 | 9.5795 | 7.5103 | 24.2569 | 0 | 4.6975 | 0.36117 | 0 | 0 | 0.162 | 0 | 33.5703 | 7.0748 | 294.8082 | 119.35 | 369 | 124.828
| 2040-06-25 01:30 | 0 | 0 | -0.53345 | 0.53345 | 2.2998 | 9.3629 | 7.469 | 23.7179 | 0 | 4.7822 | 0.41295 | 0 | 0 | 0.162 | 0 | 33.232 | 7.3216 | 369 | 119.35 | 369 | 124.828
| 2040-06-25 02:00 | 0 | 0 | -1.053 | 1.053 | 2.2998 | 8.9397 | 7.469 | 23.0735 | 0 | 4.9095 | 0.59228 | 0 | 0 | 0.162 | 0 | 32.8644 | 7.8977 | 369 | 119.35 | 369 | 124.828
| 2040-06-25 02:30 | 0 | 0 | -1.0578 | 1.0578 | 2.2998 | 8.9949 | 7.469 | 22.5548 | 0 | 4.3087 | 0.6325 | 0 | 0 | 0.162 | 0 | 32.5042 | 8.4945 | 369 | 119.35 | 369 | 124.828
| 2040-06-25 03:00 | 0 | 0 | -1.4157 | 1.4157 | 2.2998 | 8.9397 | 7.1892 | 22.2294 | 0 | 4.6754 | 0.6325 | 0 | 0 | 0.162 | 0 | 32.137 | 9.3644 | 369 | 119.35 | 369 | 124.828
| 2040-06-25 03:30 | 0 | 0 | -1.6712 | 1.6712 | 2.2998 | 8.9397 | 7.4392 | 21.9775 | 0 | 4.8154 | 0.21797 | 0 | 0 | 0.162 | 0 | 31.8047 | 10.4034 | 369 | 119.35 | 369 | 124.828
| 2040-06-25 04:00 | 0 | 0 | -2.0807 | 2.0807 | 2.2998 | 8.9397 | 7.469 | 21.9238 | 0 | 4.7559 | 0.6325 | 0 | 0 | 0.162 | 0 | 31.4934 | 11.6285 | 369 | 119.35 | 369 | 124.828
| 2040-06-25 04:30 | 0 | 0 | -1.8051 | 1.8051 | 2.2998 | 8.9397 | 7.469 | 22.0008 | 0 | 4.879 | 0.28649 | 0 | 0 | 0.162 | 0 | 31.1958 | 12.7829 | 369 | 119.35 | 369 | 124.828
| 2040-06-25 05:00 | 0 | 0 | -1.4925 | 1.4925 | 2.2998 | 8.9397 | 7.469 | 22.5842 | 0 | 4.8312 | 0.6325 | 0 | 0 | 0.162 | 0 | 30.8659 | 13.6137 | 369 | 119.35 | 369 | 124.828
| 2040-06-25 05:30 | 0 | 0 | -0.94474 | 0.94474 | 2.2998 | 9.6304 | 7.4915 | 23.5864 | 0 | 4.7596 | 0.43259 | 0 | 0 | 0.162 | 0 | 30.4662 | 14.1528 | 369 | 120.65 | 369 | 124.828
| 2040-06-25 06:00 | 0 | 0 | 0 | 0 | 2.7998 | 9.8114 | 7.702 | 25.5674 | 0 | 4.78 | 0.55957 | 0 | 0 | 0.16376 | 0 | 29.4543 | 14.0093 | 369 | 120.65 | 369 | 124.828
| 2040-06-25 06:30 | 0 | 0.0056934 | 0 | 0 | 3.7763 | 10.2844 | 7.7516 | 27.7507 | 0 | 4.9553 | 1.12 | 0 | 0 | 0.307 | 0 | 28.4424 | 12.7723 | 369 | 120.65 | 369 | 124.828
| 2040-06-25 07:00 | 0 | 0.49669 | 0 | 0 | 5.5307 | 10.2264 | 7.784 | 29.9349 | 0.27819 | 4.644 | 1.12 | 0 | 0 | 0.307 | 0 | 27.4305 | 10.2391 | 369 | 120.65 | 369 | 124.828
| 2040-06-25 07:30 | 0 | 2.6942 | 0 | 0 | 5.7144 | 9.4994 | 7.432 | 32.1569 | 1.8743 | 4.0865 | 0.97038 | 0 | 0 | 0.307 | 0 | 27.058 | 7.6184 | 369 | 120.65 | 369 | 124.828
| 2040-06-25 08:00 | 0 | 5.6677 | -0.4 | 0.4 | 5.8322 | 9.2804 | 5.632 | 33.7648 | 4.4278 | 3.4856 | 0.12477 | 0 | 0 | 0.307 | 0 | 27.3 | 4.7948 | 369 | 120.65 | 369 | 124.828
| 2040-06-25 08:30 | 0 | 8.7849 | -2.4657 | 2.4657 | 2.4072 | 9.1454 | 5.632 | 34.5394 | 8.3119 | 2.7614 | 0.24604 | 0 | 0 | 0.307 | 0 | 27.5452 | 5.4301 | 369 | 72.35 | 369 | 124.828
| 2040-06-25 09:00 | 0 | 11.41 | -5.2512 | 5.2512 | 2.2684 | 9.1454 | 5.632 | 35.4172 | 9.4634 | 2.4342 | 0.6325 | 0 | 0 | 0.297 | 0 | 27.7904 | 7.9869 | 369 | 72.35 | 369 | 124.828
| 2040-06-25 09:30 | 0 | 13.6078 | -5.9173 | 5.9173 | 1.72 | 9.1454 | 5.632 | 36.4058 | 9.8276 | 2.1074 | 0.6325 | 0 | 0 | 0.297 | 0 | 28.0357 | 11.5129 | 369 | 72.35 | 369 | 124.828
| 2040-06-25 10:00 | 0 | 14.8486 | -5.5681 | 5.5681 | 1.6549 | 8.9734 | 5.632 | 37.1085 | 9.4019 | 2.3492 | 0.145 | 0 | 0 | 0.297 | 0 | 28.2843 | 15.1969 | 369 | 72.35 | 369 | 280.828
| 2040-06-25 10:30 | 0 | 15.6954 | -5.1511 | 5.1511 | 0.37538 | 8.9734 | 5.632 | 37.5858 | 9.4733 | 2.7455 | 0.145 | 0 | 0 | 0.162 | 0 | 28.8449 | 19.2081 | 319 | 72.35 | 319 | 280.828
| 2040-06-25 11:00 | 0 | 16.3329 | -4.9778 | 4.9778 | 0 | 8.9734 | 5.554 | 38.2713 | 9.4769 | 3.0533 | 0.145 | 0 | 0 | 0.109 | 0 | 29.5272 | 23.2468 | 319 | 72.35 | 319 | 280.828
| 2040-06-25 11:30 | 0 | 16.2611 | -6.6877 | 6.6877 | 2.1998 | 8.9734 | 5.4776 | 38.7706 | 9.1938 | 3.5016 | 0.145 | 0 | 0 | 0.109 | 0 | 30.2659 | 27.2182 | 319 | 72.35 | 319 | 280.828
| 2040-06-25 12:00 | 0 | 16.3457 | -4.7563 | 4.7563 | 0 | 8.9734 | 5.5057 | 38.976 | 9.26 | 3.7879 | 0.145 | 0 | 0 | 0.109 | 0 | 31.0065 | 30.9328 | 319 | 72.35 | 319 | 280.828
| 2040-06-25 12:30 | 0 | 15.1603 | -4.903 | 4.903 | 0.36663 | 8.9734 | 5.554 | 38.6579 | 9.4973 | 4.1542 | 0.145 | 0 | 0 | 0.109 | 0 | 31.7728 | 34.5475 | 319 | 72.35 | 319 | 280.828
| 2040-06-25 13:00 | 0 | 13.6498 | -5.5487 | 5.5487 | 1.0999 | 8.9734 | 5.554 | 37.4848 | 9.6393 | 4.2674 | 0.145 | 0 | 0 | 0.109 | 0 | 32.5419 | 38.1442 | 319 | 72.35 | 319 | 280.828
2040-06-25 13:30 | 2040-06-25 13:30 | 0 | 12.109 | -5.0516 | 5.0516 | 0.36663 | 8.9734 | 5.554 | 36.2189 | 9.9591 | 4.4496 | 0.145 | 0 | 0 | 0.109 | 0 | 33.3109 | 41.5592 | 319 | 72.35 | 319 | 280.828
| 2040-06-25 14:00 | 0 | 10.6926 | -4.6352 | 4.6352 | 0 | 8.9734 | 5.554 | 34.829 | 9.9662 | 4.4178 | 0.145 | 0 | 0 | 0.109 | 0 | 34.08 | 44.9471 | 319 | 72.35 | 319 | 280.828
| 2040-06-25 14:30 | 0 | 9.1081 | -5.033 | 5.033 | 1.4665 | 8.9734 | 5.554 | 33.4447 | 9.1198 | 4.5154 | 0.024503 | 0 | 0 | 0.109 | 0 | 34.849 | 47.7897 | 319 | 72.35 | 319 | 280.828
| 2040-06-25 15:00 | 0 | 7.4243 | -2.984 | 2.984 | 1.1058 | 8.9734 | 5.554 | 32.0981 | 8.158 | 4.5751 | 0 | 0.4425 | -0.4425 | 0.109 | 0 | 35.618 | 49.876 | 319 | 72.35 | 319 | 280.828
| 2040-06-25 15:30 | 0 | 5.9069 | -2.5097 | 2.5097 | 2.1998 | 9.1572 | 6.1132 | 31.4731 | 5.4469 | 4.6145 | 0.6325 | 0 | 0 | 0.109 | 0 | 35.8442 | 51.4332 | 319 | 72.35 | 319 | 280.828
| 2040-06-25 16:00 | 0 | 3.7959 | -1.2348 | 1.2348 | 2.5138 | 9.6302 | 7.272 | 31.4131 | 4.0374 | 5.3857 | 0.07 | 0 | 0 | 0.109 | 0 | 35.395 | 52.0783 | 319 | 72.35 | 319 | 280.828
| 2040-06-25 16:30 | 0 | 1.4518 | -0.046018 | 0.046018 | 5.6879 | 9.6302 | 7.441 | 31.8122 | 1.1359 | 6.4167 | 0.17547 | 0 | 0 | 0.254 | 0 | 34.9681 | 48.9639 | 319 | 72.35 | 319 | 280.828
| 2040-06-25 17:00 | 0 | 0.13865 | 0 | 0 | 8.3312 | 9.6302 | 7.4725 | 32.8817 | 0.12553 | 7.1132 | 0.145 | 0 | 0 | 0.254 | 0 | 34.4911 | 44.0425 | 319 | 72.35 | 319 | 280.828
| 2040-06-25 17:30 | 0 | 0.009182 | -0.031148 | 0.031148 | 8.5678 | 9.6302 | 7.4057 | 34.1143 | 0.0042512 | 8.471 | 0.145 | 0 | 0 | 0.254 | 0 | 34.0311 | 38.7712 | 284 | 72.35 | 319 | 280.828
| 2040-06-25 18:00 | 0 | 0 | -0.14802 | 0.14802 | 8.6842 | 9.6302 | 7.3568 | 34.2158 | 0 | 8.6353 | 0.145 | 0 | 0 | 0.254 | 0 | 33.6188 | 33.9046 | 284 | 72.35 | 319 | 280.828
| 2040-06-25 18:30 | 0 | 0 | 0 | 0 | 7.891 | 9.6302 | 7.3996 | 34.0474 | 0 | 9.0293 | 0.145 | 0 | 0 | 0.254 | 0 | 33.111 | 29.4123 | 319 | 72.35 | 319 | 250.828
| 2040-06-25 19:00 | 0 | 0 | 0 | 0 | 7.1873 | 9.6302 | 7.557 | 33.518 | 0 | 9.0486 | 0.145 | 0 | 0 | 0.307 | 0 | 32.5318 | 25.5926 | 319 | 72.35 | 319 | 250.828
| 2040-06-25 19:30 | 0 | 0 | 0 | 0 | 6.6009 | 9.6302 | 7.557 | 33.1643 | 0 | 9.0904 | 0.36203 | 0 | 0 | 0.307 | 0 | 31.92 | 22.1855 | 284 | 72.35 | 319 | 250.828
| 2040-06-25 20:00 | 0 | 0 | 0 | 0 | 6.2161 | 9.6302 | 7.557 | 32.5669 | 0 | 8.6695 | 0.57208 | 0 | 0 | 0.307 | 0 | 31.3251 | 18.7761 | 319 | 72.35 | 319 | 250.828
| 2040-06-25 20:30 | 0 | 0 | 0 | 0 | 5.8949 | 9.6302 | 7.557 | 32.058 | 0 | 8.438 | 0.6325 | 0 | 0 | 0.27068 | 0 | 30.6594 | 15.834 | 284 | 72.35 | 319 | 250.828
| 2040-06-25 21:00 | 0 | 0 | -0.073061 | 0.073061 | 5.4862 | 9.6302 | 7.3347 | 31.3898 | 0 | 8.4938 | 0.6325 | 0 | 0 | 0.119 | 0 | 30.076 | 13.1877 | 0 | 72.35 | 484.9811 | 250.828
| 2040-06-25 21:30 | 0 | 0 | -0.19012 | 0.19012 | 5.3693 | 9.6302 | 7.451 | 30.3406 | 0 | 7.5615 | 0.6325 | 0 | 0 | 0.119 | 0 | 29.3582 | 10.4317 | 0 | 72.35 | 436.1895 | 250.828
| 2040-06-25 22:00 | 0 | 0 | -0.90119 | 0.90119 | 5.3844 | 9.5742 | 7.4 | 29.5291 | 0 | 8.0004 | 0.145 | 0 | 0 | 0.119 | 0 | 28.6952 | 8.0303 | 0 | 72.35 | 540.9811 | 250.828
| 2040-06-25 22:30 | 0 | 0 | -1.1929 | 1.1929 | 4.5925 | 9.4012 | 7.4043 | 28.6591 | 0 | 7.9334 | 0.6325 | 0 | 0 | 0.11438 | 0 | 28.1904 | 6.7063 | 0 | 72.35 | 540.9811 | 250.828
| 2040-06-25 23:00 | 0 | 0 | -1.6484 | 1.6484 | 4.5569 | 9.4012 | 7.099 | 27.9402 | 0 | 7.999 | 0.6325 | 0 | 0 | 0.071 | 0 | 27.6746 | 5.5204 | 28.7242 | 72.35 | 540.9811 | 345.828
| 2040-06-25 23:30 | 0 | 0 | -2.4733 | 2.4733 | 4.2956 | 9.4012 | 7.2031 | 27.193 | 0 | 8.2228 | 0.6325 | 0 | 0 | 0.071 | 0 | 27.2141 | 4.8869 | 116.7499 | 72.35 | 540.9811 | 345.828
| 2040-06-26 | 0 | 0 | 0 | 0 | 3.1835 | 9.9302 | 7.265 | 26.1345 | 0 | 5.3071 | 0.54061 | 0 | 0 | 0.32 | 0 | 26.4384 | 4.257 | 126.5759 | 72.35 | 319 | 345.828
| 2040-06-26 00:30 | 0 | 0 | 0 | 0 | 2.9584 | 9.533 | 7.265 | 25.4308 | 0 | 5.1543 | 0.5999 | 0 | 0 | 0.32 | 0 | 25.6843 | 3.874 | 224.1704 | 72.35 | 319 | 345.828
| 2040-06-26 01:00 | 0 | 0 | 0 | 0 | 2.4317 | 9.8633 | 7.278 | 24.7493 | 0 | 4.6975 | 0.54989 | 0 | 0 | 0.32 | 0 | 25.1802 | 3.6835 | 294.5103 | 72.35 | 319 | 345.828
| 2040-06-26 01:30 | 0 | 0 | -0.2954 | 0.2954 | 2.0332 | 9.5919 | 7.278 | 23.9599 | 0 | 4.7822 | 0.6325 | 0 | 0 | 0.307 | 0 | 24.8825 | 3.8064 | 319 | 72.35 | 319 | 345.828
| 2040-06-26 02:00 | 0 | 0 | -0.71582 | 0.71582 | 2.0332 | 9.3872 | 7.0872 | 23.2009 | 0 | 4.9095 | 0.55388 | 0 | 0 | 0.307 | 0 | 24.5849 | 4.2057 | 319 | 72.35 | 319 | 345.828
| 2040-06-26 02:30 | 0 | 0 | -0.899 | 0.899 | 2.0332 | 9.3872 | 7.1472 | 22.5471 | 0 | 4.3087 | 0.6325 | 0 | 0 | 0.307 | 0 | 24.2873 | 4.7837 | 319 | 72.35 | 319 | 345.828
| 2040-06-26 03:00 | 0 | 0 | -1.7113 | 1.7113 | 2.0332 | 9.3872 | 7.0106 | 21.9695 | 0 | 4.6754 | 0.6325 | 0 | 0 | 0.307 | 0 | 23.9897 | 5.6389 | 319 | 72.35 | 319 | 345.828
| 2040-06-26 03:30 | 0 | 0 | -1.495 | 1.495 | 2.0332 | 9.3872 | 6.3329 | 21.6525 | 0 | 4.8154 | 0.6325 | 0 | 0 | 0.307 | 0 | 23.7219 | 6.6038 | 319 | 72.35 | 319 | 345.828
| 2040-06-26 04:00 | 0 | 0 | -2.2397 | 2.2397 | 2.0332 | 9.3872 | 6.944 | 21.4852 | 0 | 4.7559 | 0.6325 | 0 | 0 | 0.307 | 0 | 23.4243 | 7.7528 | 319 | 72.35 | 319 | 315.828
| 2040-06-26 04:30 | 0 | 0 | -1.7046 | 1.7046 | 2.0332 | 9.3872 | 6.3658 | 21.5666 | 0 | 4.879 | 0.6325 | 0 | 0 | 0.307 | 0 | 23.1603 | 8.8364 | 319 | 72.35 | 319 | 315.828
| 2040-06-26 05:00 | 0 | 0 | -1.3019 | 1.3019 | 2.0332 | 9.3872 | 6.631 | 22.1863 | 0 | 4.8312 | 0.6325 | 0 | 0 | 0.307 | 0 | 22.8627 | 9.6836 | 319 | 72.35 | 319 | 315.828
| 2040-06-26 05:30 | 0 | 0 | -0.92895 | 0.92895 | 2.0332 | 9.4572 | 7.2752 | 23.1774 | 0 | 4.7596 | 0.60914 | 0 | 0 | 0.307 | 0 | 22.5651 | 10.2322 | 319 | 72.35 | 319 | 315.828
| 2040-06-26 06:00 | 0 | 0 | 0 | 0 | 2.7134 | 9.9302 | 7.278 | 25.1787 | 0 | 4.78 | 0.49853 | 0 | 0 | 0.356 | 0 | 21.5237 | 10.1459 | 319 | 72.35 | 319 | 315.828
| 2040-06-26 06:30 | 0 | 0.0056934 | 0 | 0 | 4.1004 | 9.9302 | 7.278 | 27.3663 | 0 | 4.9553 | 1.1907 | 0 | 0 | 0.356 | 0 | 20.482 | 9.1157 | 319 | 72.35 | 319 | 315.828
| 2040-06-26 07:00 | 0 | 0.49669 | 0 | 0 | 5.4719 | 9.9302 | 7.278 | 29.1352 | 0.27819 | 4.644 | 1.12 | 0 | 0 | 0.36857 | 0 | 19.4404 | 7.1198 | 319 | 72.35 | 319 | 315.828
| 2040-06-26 07:30 | 0 | 2.6942 | 0 | 0 | 5.2193 | 9.3872 | 6.2489 | 30.9787 | 1.8743 | 4.0865 | 1.6075 | 0 | 0 | 0.307 | 0 | 19.1428 | 4.6393 | 319 | 72.35 | 319 | 315.828
| 2040-06-26 08:00 | 0 | 5.6677 | 0 | 0 | 3.5116 | 9.1372 | 5.444 | 32.4468 | 4.4278 | 3.4856 | 0.80306 | 0 | 0 | 0.307 | 0 | 18.8503 | 2.437 | 319 | 72.35 | 319 | 315.828
| 2040-06-26 08:30 | 0 | 8.7849 | -3.9159 | 3.9159 | 2.3168 | 9.0572 | 5.444 | 33.1375 | 8.3119 | 2.7614 | 0.6325 | 0 | 0 | 0.307 | 0 | 19.1182 | 2.8346 | 319 | 72.35 | 319 | 315.828
| 2040-06-26 09:00 | 0 | 11.41 | -5.4317 | 5.4317 | 1.217 | 9.0572 | 5.444 | 33.8227 | 9.4634 | 2.4342 | 0.4806 | 0 | 0 | 0.307 | 0 | 19.386 | 5.4212 | 319 | 72.35 | 319 | 315.828
| 2040-06-26 09:30 | 0 | 13.6078 | -5.3643 | 5.3643 | 0.2 | 9.0572 | 5.4257 | 34.7057 | 9.8276 | 2.1074 | 0.15757 | 0 | 0 | 0.259 | 0 | 19.6598 | 8.5101 | 337.3441 | 72.35 | 337.3441 | 315.828
| 2040-06-26 10:00 | 0 | 14.8486 | -6.0782 | 6.0782 | 0.2 | 9.0972 | 5.3008 | 35.4026 | 9.4019 | 2.3492 | 0.6325 | 0 | 0 | 0.124 | 0 | 20.0016 | 11.5727 | 399.0723 | 72.35 | 399.0723 | 315.828
| 2040-06-26 10:30 | 0 | 15.6954 | -5.5406 | 5.5406 | 0 | 9.0972 | 4.844 | 36.1654 | 9.4733 | 2.7455 | 0.145 | 0 | 0 | 0.124 | 0 | 20.5732 | 14.7836 | 763.0185 | 72.35 | 763.0185 | 315.828
| 2040-06-26 11:00 | 0 | 16.3329 | -6.3208 | 6.3208 | 0 | 9.0972 | 4.682 | 36.6676 | 9.4769 | 3.0533 | 0.6325 | 0 | 0 | 0.124 | 0 | 21.1839 | 18.155 | 750.9671 | 72.35 | 750.9671 | 315.828
| 2040-06-26 11:30 | 0 | 16.2611 | -5.6883 | 5.6883 | 0 | 9.0972 | 4.682 | 36.9585 | 9.1938 | 3.5016 | 0.145 | 0 | 0 | 0.124 | 0 | 21.8022 | 21.5518 | 673.02 | 72.35 | 673.02 | 315.828
| 2040-06-26 12:00 | 0 | 16.3457 | -6.8846 | 6.8846 | 0 | 9.0972 | 4.682 | 36.6764 | 9.26 | 3.7879 | 0.6325 | 0 | 0 | 0.124 | 0 | 22.5097 | 25.352 | 796.8496 | 72.35 | 796.8496 | 315.828
| 2040-06-26 12:30 | 0 | 15.1603 | -6.6906 | 6.6906 | 0 | 9.0972 | 4.682 | 35.8389 | 9.4973 | 4.1542 | 0.145 | 0 | 0 | 0.124 | 0 | 23.2376 | 28.9575 | 735.2306 | 72.35 | 735.2306 | 315.828
| 2040-06-26 13:00 | 0 | 13.6498 | -6.2535 | 6.2535 | 0 | 9.0984 | 4.5394 | 34.9662 | 9.6393 | 4.2674 | 0.23456 | 0 | 0 | 0.071 | 0 | 23.9841 | 32.3582 | 803.8 | 71.2 | 803.8 | 375.828
2040-06-26 13:30 | 2040-06-26 13:30 | 0 | 12.109 | -5.9264 | 5.9264 | 0 | 9.0984 | 4.622 | 34.2462 | 9.9591 | 4.4496 | 0.145 | 0 | 0 | 0.093807 | 0 | 24.7305 | 35.1344 | 653.8 | 71.2 | 653.8 | 375.828
| 2040-06-26 14:00 | 0 | 10.6926 | -6.2128 | 6.2128 | 0 | 9.0984 | 4.622 | 32.972 | 9.9662 | 4.4178 | 0.6325 | 0 | 0 | 0.075772 | 0 | 25.4769 | 38.1654 | 653.8 | 71.2 | 653.8 | 375.828
| 2040-06-26 14:30 | 0 | 9.1081 | -4.7669 | 4.7669 | 0 | 9.0984 | 4.5532 | 31.5623 | 9.1198 | 4.5154 | 0.145 | 0 | 0 | 0.11143 | 0 | 26.2233 | 40.3258 | 645.9162 | 71.2 | 645.9162 | 375.828
| 2040-06-26 15:00 | 0 | 7.4243 | -3.3684 | 3.3684 | 0 | 9.0984 | 4.6113 | 30.3428 | 8.158 | 4.5751 | 0.04975 | 0 | 0 | 0.124 | 0 | 26.9676 | 41.9082 | 653.8 | 71.2 | 653.8 | 375.828
| 2040-06-26 15:30 | 0 | 5.9069 | -2.383 | 2.383 | 0.71972 | 9.4284 | 4.656 | 29.6096 | 5.4469 | 4.6145 | 1.2986 | 0 | 0 | 0.124 | 0 | 27.1486 | 43.0506 | 781.0238 | 71.2 | 781.0238 | 375.828
| 2040-06-26 16:00 | 0 | 3.7959 | -1.2362 | 1.2362 | 2.3401 | 9.9714 | 4.5303 | 29.452 | 4.0374 | 5.3857 | 0.6325 | 0 | 0 | 0.124 | 0 | 26.8286 | 43.4759 | 865.5357 | 71.2 | 865.5357 | 375.828
| 2040-06-26 16:30 | 0 | 1.4518 | 0 | 0 | 5.8552 | 9.9714 | 4.7865 | 29.7831 | 1.1359 | 6.4167 | 0.145 | 0 | 0 | 0.162 | 0 | 26.2558 | 40.8605 | 621.9733 | 71.2 | 621.9733 | 375.828
| 2040-06-26 17:00 | 0 | 0.13865 | 0 | 0 | 8.1612 | 9.9714 | 4.96 | 30.6317 | 0.12553 | 7.1132 | 0.145 | 0 | 0 | 0.162 | 0 | 25.5132 | 36.3457 | 592.8644 | 71.2 | 592.8644 | 375.828
| 2040-06-26 17:30 | 0 | 0.009182 | 0 | 0 | 8.3901 | 9.9539 | 4.7955 | 31.7848 | 0.0042512 | 8.471 | 0.145 | 0 | 0 | 0.162 | 0 | 24.7802 | 31.7224 | 551.4889 | 88.7 | 551.4889 | 375.828
| 2040-06-26 18:00 | 0 | 0 | 0 | 0 | 8.5345 | 9.9539 | 4.7666 | 32.0494 | 0 | 8.6353 | 0.145 | 0 | 0 | 0.162 | 0 | 24.1213 | 26.9682 | 516.8362 | 88.7 | 516.8362 | 375.828
| 2040-06-26 18:30 | 0 | 0 | 0 | 0 | 7.9656 | 9.9539 | 4.878 | 31.9876 | 0 | 9.0293 | 0.145 | 0 | 0 | 0.162 | 0 | 23.3852 | 22.8295 | 564.7664 | 88.7 | 564.7664 | 375.828
| 2040-06-26 19:00 | 0 | 0 | 0 | 0 | 7.5281 | 9.9539 | 4.8775 | 31.5759 | 0 | 9.0486 | 0.145 | 0 | 0 | 0.162 | 0 | 22.6312 | 19.0915 | 668 | 88.7 | 710.0521 | 375.828
| 2040-06-26 19:30 | 0 | 0 | 0 | 0 | 6.6186 | 9.9539 | 4.9521 | 31.2398 | 0 | 9.0904 | 0.6325 | 0 | 0 | 0.162 | 0 | 21.8469 | 15.9684 | 658.7959 | 88.7 | 803.8 | 375.828
| 2040-06-26 20:00 | 0 | 0 | 0 | 0 | 6.676 | 9.9539 | 4.8926 | 30.8113 | 0 | 8.6695 | 0.6325 | 0 | 0 | 0.162 | 0 | 21.0842 | 12.9051 | 518 | 88.7 | 803.8 | 375.828
| 2040-06-26 20:30 | 0 | 0 | 0 | 0 | 6.4381 | 9.9539 | 4.921 | 30.37 | 0 | 8.438 | 0.6325 | 0 | 0 | 0.162 | 0 | 20.2422 | 9.9207 | 511.7054 | 88.7 | 803.8 | 375.828
| 2040-06-26 21:00 | 0 | 0 | 0 | 0 | 6.3929 | 9.9539 | 4.835 | 29.7908 | 0 | 8.4938 | 0.145 | 0 | 0 | 0.162 | 0 | 19.5434 | 7.2194 | 8.0228 | 88.7 | 807.6028 | 375.828
| 2040-06-26 21:30 | 0 | 0 | 0 | 0 | 6.433 | 9.9539 | 4.7535 | 28.8233 | 0 | 7.5615 | 0.145 | 0 | 0 | 0.162 | 0 | 18.8446 | 4.4632 | 0 | 88.7 | 963.1657 | 375.828
| 2040-06-26 22:00 | 0 | 0 | -0.2 | 0.2 | 5.2319 | 9.8979 | 4.5897 | 28.1669 | 0 | 8.0004 | 0.6325 | 0 | 0 | 0.109 | 0 | 18.2362 | 2.5821 | 0 | 88.7 | 1722.1009 | 375.828
| 2040-06-26 22:30 | 0 | 0 | -0.2 | 0.2 | 4.8454 | 9.7871 | 4.5892 | 27.3309 | 0 | 7.9334 | 0.30932 | 0 | 0 | 0.071 | 0 | 17.6362 | 1.3224 | 43.8691 | 107.5 | 2067.9923 | 375.828
| 2040-06-26 23:00 | 0 | 0 | -0.2 | 0.2 | 4.4021 | 9.7871 | 4.4247 | 26.6993 | 0 | 7.999 | 0.145 | 0 | 0 | 0.071 | 0 | 17.0731 | 0.55673 | 194.0802 | 107.5 | 2679.6176 | 375.828
| 2040-06-26 23:30 | 0 | 0 | -0.2 | 0.2 | 3.5904 | 9.7871 | 4.4247 | 26.454 | 0 | 8.2228 | 0.52744 | 0 | 0 | 0.071 | 0 | 16.5238 | 0 | 45.4699 | 107.5 | 3184.6122 | 375.828
| 2040-06-27 | 0 | 0 | 0 | 0 | 1.8331 | 8.3469 | 6.9918 | 25.9123 | 0 | 8.5285 | 0.21208 | 0 | 0 | 0 | 0 | 16.375 | 0 | 146.0997 | 107.5 | 3760.8224 | 392.828
| 2040-06-27 00:30 | 0 | 0 | -0.2 | 0.2 | 1.8331 | 7.898 | 6.1822 | 25.2785 | 0 | 8.8712 | 0.6325 | 0 | 0 | 0 | 0 | 16.3425 | 0 | 371.6167 | 107.5 | 4513.213 | 419.498
| 2040-06-27 01:00 | 0 | 0 | -0.2 | 0.2 | 1.8332 | 7.898 | 5.4054 | 24.6194 | 0 | 9.3236 | 0.30006 | 0 | 0 | 0 | 0 | 16.3958 | 0 | 693.6364 | 107.5 | 4939.9846 | 419.498
| 2040-06-27 01:30 | 0 | 0 | -0.2 | 0.2 | 1.8331 | 7.803 | 4.6922 | 23.8718 | 0 | 9.3226 | 0.39163 | 0 | 0 | 0 | 0 | 16.5626 | 0 | 864.8014 | 107.5 | 5177.6124 | 419.498
| 2040-06-27 02:00 | 0 | 0 | -0.2 | 0.2 | 1.8331 | 6.6203 | 4.4271 | 23.1778 | 0 | 10.2903 | 0.12 | 0 | 0 | 0 | 0 | 16.7888 | 0 | 984.3869 | 107.5 | 6164.9962 | 419.498
| 2040-06-27 02:30 | 0 | 0 | -0.2 | 0.2 | 1.8331 | 6.1911 | 4.4271 | 22.4778 | 0 | 10.1635 | 0 | 0.086905 | -0.086905 | 0 | 0 | 17.015 | 0 | 1073.1296 | 107.5 | 6174.9176 | 419.498
| 2040-06-27 03:00 | 0 | 0 | -0.2 | 0.2 | 1.8331 | 5.9556 | 4.3474 | 21.9191 | 0 | 10.3313 | 0 | 0.4925 | -0.4925 | 0 | 0 | 17.2412 | 0 | 1129.1554 | 108.8 | 6315.9947 | 419.498
| 2040-06-27 03:30 | 0 | 0 | -0.2 | 0.2 | 1.8332 | 5.3361 | 4.3474 | 21.4459 | 0 | 10.3475 | 0 | 0.35695 | -0.35695 | 0 | 0 | 17.4674 | 0.00097146 | 1192.5438 | 108.8 | 6292.7201 | 419.498
| 2040-06-27 04:00 | 0 | 0 | -0.2 | 0.2 | 1.8332 | 5.1791 | 4.3474 | 21.3315 | 0 | 10.2494 | 0 | 0.22336 | -0.22336 | 0 | 0 | 17.6936 | 0.008664 | 1273.1829 | 108.8 | 6257.4327 | 419.498
| 2040-06-27 04:30 | 0 | 0 | -0.2 | 0.2 | 1.8332 | 5.7938 | 4.3805 | 21.3923 | 0 | 9.4155 | 0 | 0.0016421 | -0.0016421 | 0 | 0 | 17.9198 | 0.008664 | 1291.8347 | 108.8 | 5769.7578 | 419.498
| 2040-06-27 05:00 | 0 | 0 | -0.2 | 0.2 | 1.8331 | 5.6865 | 4.3474 | 22.0299 | 0 | 9.9528 | 0.26819 | 0 | 0 | 0 | 0 | 18.146 | 0.008664 | 1308.0798 | 108.8 | 5920.4492 | 419.498
| 2040-06-27 05:30 | 0 | 0 | -0.2 | 0.2 | 1.8332 | 6.526 | 4.4474 | 22.9905 | 0 | 9.8586 | 0.40428 | 0 | 0 | 0 | 0 | 18.3722 | 0.008664 | 1245.6747 | 108.8 | 5115.3874 | 419.498
| 2040-06-27 06:00 | 0 | 0 | -0.2 | 0.2 | 1.8331 | 7.8711 | 4.4474 | 24.8035 | 0 | 9.6752 | 1.1135 | 0 | 0 | 0 | 0 | 18.5531 | 0.008664 | 1124.2216 | 108.8 | 4154.3383 | 419.498
| 2040-06-27 06:30 | 0 | 0.011406 | 0 | 0 | 1.8332 | 7.9186 | 6.2898 | 26.9855 | 0 | 9.7681 | 1.12 | 0 | 0 | 0 | 0 | 18.4043 | 0.008664 | 873.5034 | 139.6 | 3236.42 | 263.498
| 2040-06-27 07:00 | 0 | 0.60179 | 0 | 0 | 1.8331 | 7.9746 | 6.9883 | 28.743 | 0.27372 | 9.5454 | 1.5534 | 0 | 0 | 0 | 0 | 18.2555 | 0.008664 | 562.7509 | 139.6 | 2976.4203 | 263.498
| 2040-06-27 07:30 | 0 | 2.779 | 0 | 0 | 1.8331 | 7.5789 | 5.0433 | 30.5571 | 1.9977 | 9.5286 | 1.8948 | 0 | 0 | 0 | 0 | 18.3216 | 0 | 231.6762 | 139.6 | 2475.3599 | 263.498
| 2040-06-27 08:00 | 0 | 6.4478 | -0.7 | 0.7 | 1.4783 | 4.2812 | 4.7417 | 31.7704 | 4.2412 | 8.5192 | 3.07 | 0 | 0 | 0 | 0 | 18.774 | 0 | 391.4969 | 139.6 | 2600.9552 | 263.498
| 2040-06-27 08:30 | 0 | 10.3718 | -2.365 | 2.365 | 0 | 0.82714 | 4.4254 | 32.3817 | 9.0604 | 7.959 | 2.5486 | 0 | 0 | 0 | 0 | 19.5657 | 0 | 1262.0171 | 139.6 | 4921.478 | 263.498
| 2040-06-27 09:00 | 0 | 13.7835 | -5.369 | 5.369 | 0 | 0.37 | 3.9543 | 32.8799 | 10.6196 | 8.163 | 2.2802 | 0 | 0 | 0 | 0 | 20.3574 | 1.9422 | 1727.56 | 139.6 | 5535.7685 | 263.498
| 2040-06-27 09:30 | 0 | 16.3602 | -8.1367 | 8.1367 | 0 | 0.37 | 3.9543 | 33.1895 | 10.759 | 7.9494 | 3.0383 | 0 | 0 | 0 | 0 | 21.149 | 5.7915 | 1727.56 | 139.6 | 5356.9053 | 263.498
| 2040-06-27 10:00 | 0 | 17.9954 | -9.3235 | 9.3235 | 0 | 0.37 | 3.9543 | 33.421 | 10.7117 | 7.7605 | 3.07 | 0 | 0 | 0 | 0 | 21.9407 | 10.2609 | 1727.56 | 139.6 | 5240.7995 | 263.498
| 2040-06-27 10:30 | 0 | 19.6699 | -10.2235 | 10.2235 | 0 | 0.37 | 3.9544 | 34.1649 | 10.6359 | 7.8031 | 3.07 | 0 | 0 | 0 | 0 | 22.7324 | 15.4449 | 1727.56 | 139.6 | 5304.772 | 358.498
| 2040-06-27 11:00 | 0 | 21.1096 | -10.5043 | 10.5043 | 0 | 0.37 | 3.9543 | 35.0506 | 10.3756 | 7.7953 | 3.07 | 0 | 0 | 0 | 0 | 23.524 | 20.8688 | 1747.8547 | 139.6 | 5134.4773 | 358.498
| 2040-06-27 11:30 | 0 | 21.5195 | -10.6404 | 10.6404 | 0 | 0.37 | 3.9543 | 35.6568 | 10.0881 | 8.4115 | 3.07 | 0 | 0 | 0 | 0 | 24.3157 | 26.3722 | 1727.56 | 139.6 | 5309.3056 | 358.498
| 2040-06-27 12:00 | 0 | 21.3212 | -10.1759 | 10.1759 | 0 | 0.37 | 3.9543 | 35.916 | 10.1439 | 8.3548 | 3.07 | 0 | 0 | 0 | 0 | 25.1074 | 31.576 | 1727.56 | 139.6 | 5154.772 | 358.498
| 2040-06-27 12:30 | 0 | 20.7835 | -10.7171 | 10.7171 | 0 | 0.37 | 3.9543 | 35.6382 | 10.2668 | 9.0275 | 3.07 | 0 | 0 | 0 | 0 | 25.899 | 37.028 | 1727.56 | 139.6 | 5304.772 | 358.498
| 2040-06-27 13:00 | 0 | 20.2864 | -11.4335 | 11.4335 | 0 | 0.37 | 3.8523 | 34.9274 | 10.5779 | 9.3209 | 3.07 | 0 | 0 | 0 | 0 | 26.6907 | 42.9971 | 1727.56 | 139.6 | 5304.772 | 358.498
| 2040-06-27 13:30 | 0 | 19.238 | -12.2283 | 12.2283 | 0 | 0.37 | 3.9543 | 33.8474 | 10.7991 | 9.7616 | 3.07 | 0 | 0 | 0 | 0 | 27.4824 | 49.5325 | 1727.56 | 139.6 | 5304.772 | 263.498
2040-06-27 14:00 | 2040-06-27 14:00 | 0 | 17.1536 | -11.6863 | 11.6863 | 0 | 0.37 | 3.9543 | 32.355 | 11.117 | 9.4939 | 3.07 | 0 | 0 | 0 | 0 | 28.274 | 55.6232 | 1727.56 | 139.6 | 5300.5141 | 263.498
| 2040-06-27 14:30 | 0 | 15.3132 | -12.0966 | 12.0966 | 0 | 0.37 | 3.9277 | 30.7194 | 11.2358 | 10.0135 | 3.07 | 0 | 0 | 0 | 0 | 29.0657 | 62.0648 | 1705.96 | 161.2 | 5390.1569 | 290.168
| 2040-06-27 15:00 | 0 | 12.5935 | -10.2059 | 10.2059 | 0 | 0.37 | 3.9277 | 29.206 | 11.0579 | 9.5033 | 3.07 | 0 | 0 | 0 | 0 | 29.8574 | 67.3308 | 1705.96 | 161.2 | 5478.8544 | 290.168
| 2040-06-27 15:30 | 0 | 10.076 | -4.7183 | 4.7183 | 0 | 0.385 | 3.9277 | 28.3943 | 7.4637 | 9.8234 | 1.6075 | 0 | 0 | 0 | 0 | 30.649 | 68.5967 | 1705.96 | 161.2 | 5940.537 | 290.168
| 2040-06-27 16:00 | 0 | 6.4008 | -0.7 | 0.7 | 0 | 0.99576 | 4.1497 | 28.2624 | 4.8342 | 10.8199 | 1.6413 | 0 | 0 | 0 | 0 | 31.4407 | 68.5967 | 1957.1837 | 161.2 | 6261.3509 | 290.168
| 2040-06-27 16:30 | 0 | 2.3305 | -0.2 | 0.2 | 2.8065 | 4.1749 | 4.5807 | 28.7041 | 1.2392 | 11.8093 | 1.9282 | 0 | 0 | 0 | 0 | 31.6624 | 66.8799 | 1495.3703 | 161.2 | 3563.1026 | 290.168
| 2040-06-27 17:00 | 0 | 0.42704 | 0 | 0 | 6.459 | 4.2759 | 4.6632 | 29.6906 | 0.12986 | 12.0708 | 1.6075 | 0 | 0 | 0 | 0 | 31.6624 | 63.4093 | 759.22 | 161.2 | 3181.9554 | 290.168
| 2040-06-27 17:30 | 0 | 0.014228 | 0 | 0 | 6.3006 | 5.1074 | 4.7457 | 30.8931 | 0.0043533 | 13.0092 | 1.733 | 0 | 0 | 0 | 0 | 31.6624 | 59.3836 | 801.22 | 161.2 | 2638.6045 | 290.168
| 2040-06-27 18:00 | 0 | 0 | 0 | 0 | 4.6714 | 6.4365 | 4.6632 | 31.1615 | 0 | 13.3873 | 2.095 | 0 | 0 | 0 | 0 | 31.6755 | 55.0376 | 801.22 | 161.2 | 2696.7658 | 290.168
| 2040-06-27 18:30 | 0 | 0 | 0 | 0 | 6.9032 | 4.2759 | 4.6702 | 31.1312 | 0 | 13.2124 | 2.095 | 0 | 0 | 0 | 0 | 31.6755 | 50.5324 | 759.22 | 161.2 | 3196.1785 | 290.168
| 2040-06-27 19:00 | 0 | 0 | 0 | 0 | 5.2315 | 7.1285 | 4.6632 | 30.7664 | 0 | 12.0452 | 1.7261 | 0 | 0 | 0 | 0 | 31.6755 | 46.1361 | 801.22 | 161.2 | 2745.5917 | 290.168
| 2040-06-27 19:30 | 0 | 0 | 0 | 0 | 6.6557 | 6.6699 | 4.6087 | 30.5146 | 0 | 10.572 | 2.095 | 0 | 0 | 0 | 0 | 31.6755 | 40.4185 | 801.22 | 161.2 | 2745.5917 | 290.168
| 2040-06-27 20:00 | 0 | 0 | 0 | 0 | 6.9514 | 5.9401 | 4.5812 | 30.2158 | 0 | 10.7239 | 2.095 | 0 | 0 | 0 | 0 | 31.6755 | 34.9232 | 801.22 | 161.2 | 2745.5917 | 290.168
| 2040-06-27 20:30 | 0 | 0 | -0.5 | 0.5 | 6.7391 | 5.8849 | 4.4987 | 29.7701 | 0 | 11.1284 | 2.095 | 0 | 0 | 0 | 0 | 31.7886 | 30.0371 | 759.22 | 161.2 | 2745.5917 | 290.168
| 2040-06-27 21:00 | 0 | 0 | 0 | 0 | 6.954 | 4.2759 | 4.4987 | 29.2119 | 0 | 11.4461 | 2.095 | 0 | 0 | 0 | 0 | 31.9017 | 26.1424 | 794.2481 | 161.2 | 2745.5917 | 290.168
| 2040-06-27 21:30 | 0 | 0 | 0 | 0 | 3.4181 | 7.1909 | 4.5812 | 28.4125 | 0 | 11.2228 | 2.095 | 0 | 0 | 0 | 0 | 31.9017 | 22.9485 | 759.22 | 161.2 | 2745.5917 | 290.168
| 2040-06-27 22:00 | 0 | 0 | 0 | 0 | 5.7202 | 4.7079 | 4.5812 | 27.8276 | 0 | 11.1841 | 1.6075 | 0 | 0 | 0 | 0 | 31.9017 | 19.4825 | 757.92 | 162.5 | 2791.6619 | 290.168
| 2040-06-27 22:30 | 0 | 0 | 0 | 0 | 1.9608 | 7.1909 | 4.5397 | 26.8469 | 0 | 11.5517 | 1.6075 | 0 | 0 | 0 | 0 | 31.9017 | 17.8358 | 799.92 | 162.5 | 2744.2917 | 290.168
| 2040-06-27 23:00 | 0 | 0 | 0 | 0 | 3.7139 | 4.5305 | 4.5397 | 26.449 | 0 | 11.9117 | 1.759 | 0 | 0 | 0 | 0 | 32.0148 | 16.1552 | 799.92 | 162.5 | 2744.2917 | 290.168
| 2040-06-27 23:30 | 0 | 0 | 0 | 0 | 1.617 | 7.1909 | 4.4437 | 26.4353 | 0 | 11.5797 | 1.6075 | 0 | 0 | 0 | 0 | 32.0148 | 14.9103 | 799.92 | 162.5 | 2800.2917 | 240.168
| 2040-06-28 | 0 | 0 | 0 | 0 | 0 | 7.6866 | 4.6597 | 25.6426 | 0 | 11.7369 | 1.5837 | 0 | 0 | 0 | 0 | 32.0148 | 14.9103 | 641.1553 | 162.5 | 2195.627 | 240.168
| 2040-06-28 00:30 | 0 | 0 | 0 | 0 | 0 | 7.4727 | 4.6597 | 24.9621 | 0 | 11.7443 | 1.0401 | 0 | 0 | 0 | 0 | 32.1003 | 14.9103 | 739.5712 | 163.8 | 2302.684 | 240.168
| 2040-06-28 01:00 | 0 | 0 | 0 | 0 | 0 | 7.4727 | 4.6597 | 24.3436 | 0 | 11.3825 | 0.70632 | 0 | 0 | 0 | 0 | 32.2021 | 14.9425 | 841.7404 | 163.8 | 2717.0193 | 240.168
| 2040-06-28 01:30 | 0 | 0 | -0.2 | 0.2 | 0 | 7.3099 | 4.5101 | 23.6013 | 0 | 11.3026 | 0.55369 | 0 | 0 | 0 | 0 | 32.4947 | 15.1345 | 1035.8901 | 163.8 | 2667.4724 | 240.168
| 2040-06-28 02:00 | 0 | 0 | -0.051614 | 0.051614 | 0 | 7.3659 | 4.6597 | 22.7763 | 0 | 9.9005 | 0.76301 | 0 | 0 | 0 | 0 | 32.6826 | 15.2099 | 1148.28 | 163.8 | 2900.9745 | 240.168
| 2040-06-28 02:30 | 0 | 0 | -0.2 | 0.2 | 0 | 7.3099 | 4.5215 | 22.2034 | 0 | 9.7748 | 0.6539 | 0 | 0 | 0 | 0 | 32.967 | 15.3856 | 1304.4618 | 163.8 | 2838.0109 | 240.168
| 2040-06-28 03:00 | 0 | 0 | -0.25422 | 0.25422 | 0 | 7.2449 | 4.4437 | 21.6414 | 0 | 9.3979 | 0.67078 | 0 | 0 | 0 | 0 | 33.2832 | 15.6393 | 1318.6915 | 163.8 | 2888.9841 | 240.168
| 2040-06-28 03:30 | 0 | 0 | -0.29849 | 0.29849 | 0 | 7.2449 | 4.5037 | 21.2665 | 0 | 8.9029 | 0.77183 | 0 | 0 | 0 | 0 | 33.5456 | 15.9186 | 1348.5356 | 163.8 | 3065.3849 | 180.168
| 2040-06-28 04:00 | 0 | 0 | -0.3449 | 0.3449 | 0 | 7.2478 | 4.5037 | 21.1099 | 0 | 8.8945 | 0.65766 | 0 | 0 | 0 | 0 | 33.7718 | 16.281 | 1352.62 | 163.8 | 3061.9539 | 180.168
| 2040-06-28 04:30 | 0 | 0 | -0.16969 | 0.16969 | 0 | 7.4497 | 4.7067 | 21.1966 | 0 | 8.2038 | 0.85924 | 0 | 0 | 0 | 0 | 33.9202 | 16.3736 | 1613.4863 | 163.8 | 2988.2388 | 180.168
| 2040-06-28 05:00 | 0 | 0 | 0 | 0 | 0 | 7.5025 | 4.7067 | 21.6923 | 0 | 8.2505 | 1.12 | 0 | 0 | 0 | 0 | 33.9963 | 16.3736 | 1512.2405 | 162.5 | 2926.7339 | 180.168
| 2040-06-28 05:30 | 0 | 0 | 0 | 0 | 0 | 7.6866 | 4.7067 | 22.6236 | 0 | 8.1995 | 2.0768 | 0 | 0 | 0 | 0 | 33.9963 | 16.3736 | 1435.4474 | 162.5 | 2734.6044 | 180.168
| 2040-06-28 06:00 | 0 | 0 | 0 | 0 | 0.70148 | 8.6816 | 4.7747 | 24.3295 | 0 | 8.1725 | 2.095 | 0 | 0 | 0 | 0 | 33.9963 | 16.1479 | 1370.4311 | 162.5 | 1927.2335 | 180.168
| 2040-06-28 06:30 | 0 | 0.013302 | 0 | 0 | 2.9758 | 8.7356 | 4.9997 | 26.383 | 0 | 7.7593 | 2.095 | 0 | 0 | 0 | 0 | 33.7673 | 15.3047 | 1103.7056 | 162.5 | 1320.9011 | 180.168
| 2040-06-28 07:00 | 0 | 0.43005 | 0 | 0 | 4.5474 | 8.7356 | 5.4908 | 27.9443 | 0.27092 | 6.5794 | 2.095 | 0 | 0 | 0.068 | 0 | 33.2613 | 13.2854 | 812.9011 | 162.5 | 812.9011 | 180.168
| 2040-06-28 07:30 | 0 | 2.481 | 0 | 0 | 2.5072 | 8.7694 | 5.2827 | 29.4485 | 1.8816 | 5.883 | 3.07 | 0 | 0 | 0.068 | 0 | 32.9637 | 11.9649 | 779.1011 | 162.5 | 779.1011 | 180.168
| 2040-06-28 08:00 | 0 | 6.3484 | -0.5 | 0.5 | 0.75969 | 6.7432 | 5.2147 | 30.7957 | 4.7124 | 4.9035 | 2.9985 | 0 | 0 | 0.068 | 0 | 33.0054 | 11.4242 | 779.1011 | 162.5 | 779.1011 | 180.168
| 2040-06-28 08:30 | 0 | 10.2918 | -3.5498 | 3.5498 | 0 | 3.9479 | 4.4907 | 31.3451 | 9.4222 | 4.307 | 3.07 | 0 | 0 | 0 | 0 | 33.769 | 12.2611 | 1570.3747 | 162.5 | 2334.8917 | 180.168
| 2040-06-28 09:00 | 0 | 13.4534 | -7.1337 | 7.1337 | 0 | 3.6045 | 4.4907 | 31.7627 | 11.5949 | 3.3276 | 3.07 | 0 | 0 | 0 | 0 | 34.5195 | 15.6188 | 2005.3816 | 162.5 | 2342.9717 | 180.168
| 2040-06-28 09:30 | 0 | 16.0273 | -8.4445 | 8.4445 | 0 | 3.4179 | 4.3877 | 32.2559 | 11.886 | 2.5822 | 3.07 | 0 | 0 | 0 | 0 | 35.2801 | 19.8515 | 2323.1778 | 162.5 | 2211.7139 | 180.168
| 2040-06-28 10:00 | 0 | 17.251 | -8.9326 | 8.9326 | 0 | 3.4179 | 4.3877 | 32.6874 | 11.5288 | 2.628 | 3.07 | 0 | 0 | 0 | 0 | 36.048 | 24.4127 | 2661.92 | 162.5 | 2192.9717 | 180.168
| 2040-06-28 10:30 | 0 | 18.3283 | -9.1878 | 9.1878 | 0 | 3.4179 | 4.3877 | 33.3004 | 11.1429 | 2.7727 | 3.07 | 0 | 0 | 0 | 0 | 36.8397 | 29.043 | 2511.92 | 162.5 | 2342.9717 | 180.168
| 2040-06-28 11:00 | 0 | 19.1178 | -8.4998 | 8.4998 | 0 | 3.4179 | 4.3101 | 34.1808 | 10.6881 | 2.7518 | 3.07 | 0 | 0 | 0 | 0 | 37.63 | 33.3745 | 2343.22 | 161.2 | 2270.5517 | 180.168
| 2040-06-28 11:30 | 0 | 19.6989 | -8.0869 | 8.0869 | 0 | 3.4179 | 4.3877 | 35.091 | 10.3837 | 2.863 | 3.07 | 0 | 0 | 0 | 0 | 38.4216 | 37.3072 | 2193.22 | 161.2 | 2342.9717 | 180.168
| 2040-06-28 12:00 | 0 | 18.9346 | -6.897 | 6.897 | 0 | 3.4179 | 4.3877 | 35.2624 | 10.2489 | 2.7432 | 3.07 | 0 | 0 | 0 | 0 | 39.2133 | 40.4345 | 2193.22 | 161.2 | 2342.9717 | 180.168
| 2040-06-28 12:30 | 0 | 17.8964 | -5.9776 | 5.9776 | 0 | 3.4179 | 4.3877 | 34.9812 | 10.3106 | 2.5514 | 3.07 | 0 | 0 | 0 | 0 | 40.005 | 42.8649 | 2343.22 | 161.2 | 2192.9717 | 180.168
| 2040-06-28 13:00 | 0 | 16.7897 | -5.6008 | 5.6008 | 0 | 3.4179 | 4.3877 | 34.254 | 10.5614 | 2.5744 | 2.6981 | 0 | 0 | 0 | 0 | 40.7966 | 45.2675 | 2576.4721 | 161.2 | 2192.9717 | 180.168
| 2040-06-28 13:30 | 0 | 15.0671 | -5.6097 | 5.6097 | 0 | 3.4469 | 4.3587 | 33.1994 | 10.9067 | 2.6029 | 3.07 | 0 | 0 | 0 | 0 | 41.5657 | 47.4856 | 2193.22 | 132.2 | 2342.9717 | 180.168
2040-06-28 14:00 | 2040-06-28 14:00 | 0 | 13.7652 | -5.4462 | 5.4462 | 0 | 3.4469 | 4.2864 | 31.6711 | 10.9096 | 2.6488 | 2.5825 | 0 | 0 | 0 | 0 | 42.3347 | 49.7896 | 2193.22 | 132.2 | 2432.2935 | 163.168
| 2040-06-28 14:30 | 0 | 12.1949 | -5.3738 | 5.3738 | 0 | 3.4469 | 4.3453 | 30.0374 | 10.8257 | 2.5705 | 2.5825 | 0 | 0 | 0 | 0 | 43.0908 | 52.0659 | 2343.22 | 132.2 | 2338.084 | 136.498
| 2040-06-28 15:00 | 0 | 10.3811 | -5.4455 | 5.4455 | 0 | 3.4469 | 4.4024 | 28.6232 | 11.0347 | 2.763 | 2.5825 | 0 | 0 | 0 | 0 | 43.8262 | 54.2526 | 2663.22 | 132.2 | 2280.9717 | 136.498
| 2040-06-28 15:30 | 0 | 8.4775 | -1.3286 | 1.3286 | 0 | 4.832 | 4.4024 | 28.0193 | 6.946 | 3.0981 | 1.6075 | 0 | 0 | 0 | 0 | 44.3238 | 54.9531 | 2992.0283 | 132.2 | 2931.3717 | 136.498
| 2040-06-28 16:00 | 0 | 5.3809 | 0 | 0 | 0 | 8.3726 | 4.6184 | 27.8314 | 4.4913 | 3.7854 | 1.1957 | 0 | 0 | 0 | 0 | 44.3238 | 54.9623 | 2645.6331 | 132.2 | 2348.6081 | 136.498
| 2040-06-28 16:30 | 0 | 2.3734 | 0 | 0 | 4.2818 | 9.0296 | 4.8927 | 27.9345 | 1.2091 | 4.661 | 1.6075 | 0 | 0 | 0.003 | 0 | 43.7583 | 52.8993 | 1343.2609 | 132.2 | 1225.0786 | 136.498
| 2040-06-28 17:00 | 0 | 0.50461 | 0 | 0 | 6.6372 | 9.0296 | 4.8944 | 28.7455 | 0.11804 | 6.0463 | 1.6075 | 0 | 0 | 0.071 | 0 | 43.1929 | 49.1265 | 820.22 | 132.2 | 1216.1145 | 136.498
| 2040-06-28 17:30 | 0 | 0.018777 | 0 | 0 | 7.0884 | 9.0296 | 5.1241 | 29.8141 | 0.0047701 | 7.0295 | 1.6075 | 0 | 0 | 0.071 | 0 | 42.4786 | 44.835 | 820.22 | 132.2 | 1151.4732 | 136.498
| 2040-06-28 18:00 | 0 | 0 | 0 | 0 | 6.1749 | 9.0296 | 5.1755 | 30.0076 | 0 | 8.1179 | 1.6075 | 0 | 0 | 0.071 | 0 | 41.7643 | 41.1509 | 970.22 | 132.2 | 1068.2011 | 136.498
| 2040-06-28 18:30 | 0 | 0 | 0 | 0 | 5.2528 | 9.0296 | 5.178 | 29.9923 | 0 | 9.0206 | 1.6075 | 0 | 0 | 0.071 | 0 | 41.05 | 38.2595 | 820.22 | 132.2 | 1070.446 | 136.498
| 2040-06-28 19:00 | 0 | 0 | 0 | 0 | 6.4855 | 9.0296 | 5.0374 | 29.7357 | 0 | 7.6706 | 1.6075 | 0 | 0 | 0.071 | 0 | 40.0381 | 34.7872 | 970.22 | 132.2 | 1238.2011 | 136.498
| 2040-06-28 19:30 | 0 | 0 | 0 | 0 | 7.5136 | 9.0296 | 4.9615 | 29.5477 | 0 | 6.5314 | 1.6075 | 0 | 0 | 0.071 | 0 | 39.2208 | 29.8996 | 970.22 | 132.2 | 1231.5615 | 136.498
| 2040-06-28 20:00 | 0 | 0 | 0 | 0 | 6.6841 | 9.0647 | 5.1698 | 29.3113 | 0 | 6.8728 | 1.6075 | 0 | 0 | 0.071 | 0 | 38.4767 | 25.4458 | 785.12 | 132.2 | 1070.6909 | 136.498
| 2040-06-28 20:30 | 0 | 0 | 0 | 0 | 5.9059 | 9.0296 | 4.9964 | 28.9942 | 0 | 7.5507 | 1.6075 | 0 | 0 | 0.071 | 0 | 37.7327 | 22.144 | 972.82 | 129.6 | 1240.8011 | 136.498
| 2040-06-28 21:00 | 0 | 0 | 0 | 0 | 5.8868 | 9.0673 | 5.0374 | 28.3258 | 0 | 6.8178 | 1.6075 | 0 | 0 | 0.071 | 0 | 36.8398 | 18.4742 | 785.12 | 129.6 | 1203.1011 | 136.498
| 2040-06-28 21:30 | 0 | 0 | 0 | 0 | 5.0491 | 9.0357 | 4.9985 | 27.5365 | 0 | 6.9374 | 1.6075 | 0 | 0 | 0.071 | 0 | 36.2446 | 15.6133 | 816.7317 | 129.6 | 1234.7128 | 136.498
| 2040-06-28 22:00 | 0 | 0 | 0 | 0 | 5.1106 | 8.9673 | 4.9985 | 27.0205 | 0 | 6.4281 | 1.6075 | 0 | 0 | 0.071 | 0 | 35.3188 | 12.3952 | 785.12 | 129.6 | 1203.1011 | 136.498
| 2040-06-28 22:30 | 0 | 0 | 0 | 0 | 4.2685 | 8.9673 | 4.9567 | 26.193 | 0 | 6.4814 | 1.6075 | 0 | 0 | 0.071 | 0 | 34.5747 | 9.686 | 935.12 | 129.6 | 1220.8527 | 136.498
| 2040-06-28 23:00 | 0 | 0 | 0 | 0 | 4.2487 | 8.9673 | 4.8926 | 25.9252 | 0 | 6.2984 | 1.6075 | 0 | 0 | 0.071 | 0 | 33.6819 | 7.4768 | 935.12 | 129.6 | 1284.9644 | 136.498
| 2040-06-28 23:30 | 0 | 0 | 0 | 0 | 3.2989 | 9.2496 | 4.8755 | 25.7968 | 0 | 6.4659 | 2.0803 | 0 | 0 | 0.071 | 0 | 32.9937 | 5.1516 | 972.82 | 129.6 | 1339.7975 | 136.498

## Figure 24
Figure 24 |  |  | Workforce needs for CER and utility infrastructure, NEM (2024-25 to 2049-50, Step Change)
Total jobs per year (Full time equivalent)
Technology | 2024-25 | 2025-26 | 2026-27 | 2027-28 | 2028-29 | 2029-30 | 2030-31 | 2031-32 | 2032-33 | 2033-34 | 2034-35 | 2035-36 | 2036-37 | 2037-38 | 2038-39 | 2039-40 | 2040-41 | 2041-42 | 2042-43 | 2043-44 | 2044-45 | 2045-46 | 2046-47 | 2047-48 | 2048-49 | 2049-50
Coal and gas | 10884.1058 | 9360.729 | 8667.0585 | 7872.2202 | 6747.445 | 6238.644 | 5625.0304 | 4560.8468 | 5436.1226 | 5344.3241 | 3751.0179 | 3689.2377 | 5350.5881 | 5563.6264 | 3958.4319 | 3597.8546 | 3915.5994 | 3659.5748 | 4376.8808 | 8265.4466 | 8498.7094 | 3623.6516 | 3799.4119 | 3620.8534 | 3177.5913 | 2836.1283
Utility renewables | 14067.8173 | 26062.5162 | 30851.7542 | 29594.2635 | 35010.5278 | 33082.2004 | 26550.9229 | 22430.472 | 19459.3463 | 26285.5886 | 29311.2197 | 22730.9141 | 22049.4921 | 18627.1373 | 18045.3231 | 17824.5726 | 17708.1696 | 20732.0774 | 25283.789 | 22939.2082 | 32469.1058 | 32250.805 | 21961.8193 | 27331.4559 | 31056.9052 | 27626.3856
Rooftop solar | 14292.9829 | 14077.2345 | 14365.2956 | 16075.888 | 16187.5291 | 16158.491 | 15104.1943 | 14894.7612 | 15752.3656 | 15395.6029 | 15942.8338 | 15795.1447 | 15381.4239 | 15146.8431 | 15181.2402 | 15319.9331 | 15325.2576 | 15749.9433 | 15800.5831 | 16095.5344 | 16975.3754 | 17747.4784 | 17932.2061 | 18521.7167 | 19011.5488 | 19556.356
Batteries | 4764.1492 | 7181.098 | 4955.1525 | 5301.6911 | 5255.0936 | 8128.4046 | 7703.5442 | 7667.6956 | 8297.3468 | 9021.5432 | 10441.8351 | 10695.47 | 10512.5856 | 11352.1414 | 12077.548 | 11915.9444 | 12330.1253 | 12752.3 | 13313.7496 | 13874.0328 | 14574.1292 | 15195.3674 | 15322.506 | 15966.4822 | 16590.2729 | 17052.2025
Transmission | 3680.8885 | 3677.2075 | 5645.0638 | 6349.4362 | 3964.1813 | 3012.5663 | 1592.3175 | 1255.165 | 1481.275 | 2421.6188 | 1927.5988 | 1304.2163 | 1078.1063 | 137.7625 | 74.69 | 286.0275 | 286.0275 | 286.0275 | 1237.77 | 1317.2575 | 1317.2575 | 1317.2575 | 290.825 | 0 | 0 | 0
Total | 47689.9437 | 60358.7852 | 64484.3246 | 65193.499 | 67164.7767 | 66620.3062 | 56576.0093 | 50808.9406 | 50426.4562 | 58468.6775 | 61374.5053 | 54214.9828 | 54372.196 | 50827.5107 | 49337.2331 | 48944.3322 | 49565.1795 | 53179.9229 | 60012.7726 | 62491.4795 | 73834.5773 | 70134.5599 | 59306.7683 | 65440.5082 | 69836.3181 | 67071.0723